{"text_format":"3","workbook":"xlsx","n_sheets":2,"sheets":["Sheet1","Sheet2"],"not_rendered":{"defined_names":1},"read":"whole","date_system":"1900"}

{"sheet":"Sheet1","index":0,"n_rows":96896,"n_cols":71,"rows_kept":2250,"cut":true,"bounds":{"rows_first":1000,"rows_last":250,"rows_between":1000,"halvings":1}}
["序号","浙江省药械采购平台的产品代码","浙江省药械采购平台的分类","浙江省药械采购平台的二级目录","浙江省药械采购平台的产品名称","浙江省药械采购平台的投标企业","统一社会信用代码","企业名称","国家医保耗材分类编码","国家平台流水号","国家平台UDI-DI","国家平台的规格型号ID","国家平台的规格","国家平台的型号","国家医保医用耗材分类名称","注册备案号","国家平台的单件产品名称","是否可单独收费","是否可医保报销","收费名称","现浙江省医保材料结算名称","现收费项目编码","现浙江省医保材料结算代码","现浙江省医保材料结算名称","现收费项目编码","现浙江省医保材料结算代码","现浙江省医保材料结算名称","现收费项目编码","现浙江省医保材料结算代码","现浙江省医保材料结算名称","现收费项目编码","现浙江省医保材料结算代码","现浙江省医保材料结算名称","现收费项目编码","现浙江省医保材料结算代码","现浙江省医保材料结算名称","现收费项目编码","现浙江省医保材料结算代码","现浙江省医保材料结算名称","现收费项目编码","现浙江省医保材料结算代码","现浙江省医保材料结算名称","现收费项目编码","现浙江省医保材料结算代码","现浙江省医保材料结算名称","现收费项目编码","现浙江省医保材料结算代码","现浙江省医保材料结算名称","现收费项目编码","现浙江省医保材料结算代码","现浙江省医保材料结算名称","现收费项目编码","现浙江省医保材料结算代码","现浙江省医保材料结算名称","现收费项目编码","现浙江省医保材料结算代码","现浙江省医保材料结算名称","现收费项目编码","现浙江省医保材料结算代码","现浙江省医保材料结算名称","现收费项目编码","现浙江省医保材料结算代码","现浙江省医保材料结算名称","现收费项目编码","现浙江省医保材料结算代码","现浙江省医保材料结算名称","现收费项目编码","现浙江省医保材料结算代码","现浙江省医保材料结算名称","现收费项目编码","现浙江省医保材料结算代码"]
[1,328,"周围血管介入类","测量导管","放射造影导管（测量标记导管）","北京中拓辰和医疗器械有限公司","91110112571266793N","北京中拓辰和医疗器械有限公司","C0207010040000604795","0000001",null,"0c62278d-f72a-11ea-bf70-fa163e0a8baf","1080-0200","1080-0200","血管介入治疗类材料","国械注进20183771569","放射造影导管","是","是",null,"导管","f32","cl320000098","一次性导管","f210103","cl210103041"]
[2,328,"周围血管介入类","测量导管","放射造影导管（测量标记导管）","北京中拓辰和医疗器械有限公司","91110112571266793N","北京中拓辰和医疗器械有限公司","C0207010040000604795","0000004",null,"0c58ee2b-f72a-11ea-bf70-fa163e0a8baf","1080-3000","1080-3000","血管介入治疗类材料","国械注进20183771569","放射造影导管","是","是",null,"导管","f32","cl320000098","一次性导管","f210103","cl210103041"]
[3,328,"周围血管介入类","测量导管","放射造影导管（测量标记导管）","北京中拓辰和医疗器械有限公司","91110112571266793N","北京中拓辰和医疗器械有限公司","C0207010040000604795","0000006",null,"0c62781d-f72a-11ea-bf70-fa163e0a8baf","1080-4100","1080-4100","血管介入治疗类材料","国械注进20183771569","放射造影导管","是","是",null,"导管","f32","cl320000098","一次性导管","f210103","cl210103041"]
[4,328,"周围血管介入类","测量导管","放射造影导管（测量标记导管）","北京中拓辰和医疗器械有限公司","91110112571266793N","北京中拓辰和医疗器械有限公司","C0207010040000604795","0000005",null,"0c58b547-f72a-11ea-bf70-fa163e0a8baf","1080-4000","1080-4000","血管介入治疗类材料","国械注进20183771569","放射造影导管","是","是",null,"导管","f32","cl320000098","一次性导管","f210103","cl210103041"]
[5,328,"周围血管介入类","测量导管","放射造影导管（测量标记导管）","北京中拓辰和医疗器械有限公司","91110112571266793N","北京中拓辰和医疗器械有限公司","C0207010040000604795","0000003",null,"0c625b76-f72a-11ea-bf70-fa163e0a8baf","1080-2000","1080-2000","血管介入治疗类材料","国械注进20183771569","放射造影导管","是","是",null,"导管","f32","cl320000098","一次性导管","f210103","cl210103041"]
[6,328,"周围血管介入类","测量导管","放射造影导管（测量标记导管）","北京中拓辰和医疗器械有限公司","91110112571266793N","北京中拓辰和医疗器械有限公司","C0207010040000604795","0000002",null,"0c627626-f72a-11ea-bf70-fa163e0a8baf","1080-1000","1080-1000","血管介入治疗类材料","国械注进20183771569","放射造影导管","是","是",null,"导管","f32","cl320000098","一次性导管","f210103","cl210103041"]
[7,355,"周围血管介入类","导丝(0.010in＜直径≤0.014in)","微导丝（Streaming）","北京恒昌弘业科技发展有限公司","911101055658284546","北京恒昌弘业科技发展有限公司","C0206380030200108711","0000005",null,"95793bbf-db59-11e9-953f-fa163e0a8baf","STM165-14S","STM165-14S","周围血管介入类","国械注进20173771485","微导丝-1","是","是",null,"导丝","f210103","cl210103042","导丝","f32","cl320000042","导丝","f33080100901","cl320000042"]
[8,355,"周围血管介入类","导丝(0.010in＜直径≤0.014in)","微导丝（Streaming）","北京恒昌弘业科技发展有限公司","911101055658284546","北京恒昌弘业科技发展有限公司","C0206380030200108711","0000007",null,"957940ad-db59-11e9-953f-fa163e0a8baf","STM180-14S","STM180-14S","周围血管介入类","国械注进20173771485","微导丝-1","是","是",null,"导丝","f210103","cl210103042","导丝","f32","cl320000042","导丝","f33080100901","cl320000042"]
[9,170911640,"周围血管介入类","微导管(≤3Fr)","微导管","北京恒昌弘业科技发展有限公司","911101055658284546","北京恒昌弘业科技发展有限公司","C0206280040000108711","0000054",null,"aa88c895-17f9-4088-b883-d1b289898065","WMST105-18PWSF","WMST105-18PWSF","周围血管介入类","国械注进20163772526","微导管-1","是","是",null,"导管","f32","cl320000098"]
[10,170911640,"周围血管介入类","微导管(≤3Fr)","微导管","北京恒昌弘业科技发展有限公司","911101055658284546","北京恒昌弘业科技发展有限公司","C0206280040000108711","0000055",null,"0b7e4bbd-3392-4eae-a3a2-0edf940e1ed7","WMST125-18PWSF","WMST125-18PWSF","周围血管介入类","国械注进20163772526","微导管-1","是","是",null,"导管","f32","cl320000098"]
[11,170911640,"周围血管介入类","微导管(≤3Fr)","微导管","北京恒昌弘业科技发展有限公司","911101055658284546","北京恒昌弘业科技发展有限公司","C0206280040000208711","0000016",null,"5878791e-871c-4bc9-b163-f3c1b72d320a","WMST150-18PWSF","WMST150-18PWSF","周围血管介入类","国械注进20163772526","微导管-2","是","是",null,"导管","f32","cl320000098"]
[12,170911640,"周围血管介入类","微导管(≤3Fr)","微导管","北京恒昌弘业科技发展有限公司","911101055658284546","北京恒昌弘业科技发展有限公司","C0206280040000308711","0000048",null,"00d53d6f-6ca3-4696-9e42-3a39673e1d8a","WMST45A-18PWSF","WMST45A-18PWSF","周围血管介入类","国械注进20163772526","微导管-3","是","是",null,"导管","f32","cl320000098"]
[13,170911640,"周围血管介入类","微导管(≤3Fr)","微导管","北京恒昌弘业科技发展有限公司","911101055658284546","北京恒昌弘业科技发展有限公司","C0206280040000308711","0000047",null,"6427f226-73b0-4046-87b5-a273f94dc4fa","WMST45A-18PWSSF","WMST45A-18PWSSF","周围血管介入类","国械注进20163772526","微导管-3","是","是",null,"导管","f32","cl320000098"]
[14,170911621,"周围血管介入类","微导管(≤3Fr)","微导管","北京恒昌弘业科技发展有限公司","911101055658284546","北京恒昌弘业科技发展有限公司","C0206280040000108711","0000026",null,"ad5672b7-de77-11e9-953f-fa163e0a8baf","WMST125-27HFA","WMST125-27HFA","周围血管介入类","国械注进20153031899","微导管-1","是","是",null,"导管","f32","cl320000098"]
[15,170911621,"周围血管介入类","微导管(≤3Fr)","微导管","北京恒昌弘业科技发展有限公司","911101055658284546","北京恒昌弘业科技发展有限公司","C0206280040000108711","0000028",null,"ad5675cd-de77-11e9-953f-fa163e0a8baf","WMST105-27HFA","WMST105-27HFA","周围血管介入类","国械注进20153031899","微导管-1","是","是",null,"导管","f32","cl320000098"]
[16,170911621,"周围血管介入类","微导管(≤3Fr)","微导管","北京恒昌弘业科技发展有限公司","911101055658284546","北京恒昌弘业科技发展有限公司","C0206280040000208711","0000010",null,"ad567114-de77-11e9-953f-fa163e0a8baf","WMST150-27HFA","WMST150-27HFA","周围血管介入类","国械注进20153031899","微导管-2","是","是",null,"导管","f32","cl320000098"]
[17,170911640,"周围血管介入类","微导管(≤3Fr)","微导管","北京恒昌弘业科技发展有限公司","911101055658284546","北京恒昌弘业科技发展有限公司","C0206280040000108711","0000056",null,"7f39de2d-fefa-4a00-8152-225e4ec29a2f","WMST125-18PWSFA","WMST125-18PWSFA","周围血管介入类","国械注进20163772526","微导管-1","是","是",null,"导管","f32","cl320000098"]
[18,170911640,"周围血管介入类","微导管(≤3Fr)","微导管","北京恒昌弘业科技发展有限公司","911101055658284546","北京恒昌弘业科技发展有限公司","C0206280040000108711","0000057",null,"47cb6444-7b64-4154-bc20-a63e81c98d41","WMST105-18PWSFA","WMST105-18PWSFA","周围血管介入类","国械注进20163772526","微导管-1","是","是",null,"导管","f32","cl320000098"]
[19,170911640,"周围血管介入类","微导管(≤3Fr)","微导管","北京恒昌弘业科技发展有限公司","911101055658284546","北京恒昌弘业科技发展有限公司","C0206280040000208711","0000017",null,"d6dc9d64-9d34-45f6-9e07-2f81a02f8c8f","WMST150-18PWSFA","WMST150-18PWSFA","周围血管介入类","国械注进20163772526","微导管-2","是","是",null,"导管","f32","cl320000098"]
[20,170911640,"周围血管介入类","微导管(≤3Fr)","微导管","北京恒昌弘业科技发展有限公司","911101055658284546","北京恒昌弘业科技发展有限公司","C0206280040000308711","0000045",null,"9c55ef5a-f01c-4193-a62a-036c77d7b012","WMST45A-18PWSSFA","WMST45A-18PWSSFA","周围血管介入类","国械注进20163772526","微导管-3","是","是",null,"导管","f32","cl320000098"]
[21,170911640,"周围血管介入类","微导管(≤3Fr)","微导管","北京恒昌弘业科技发展有限公司","911101055658284546","北京恒昌弘业科技发展有限公司","C0206280040000308711","0000046",null,"61391dea-bd9c-4bf9-9b4d-8aedbff98dfb","WMST45A-18PWSFA","WMST45A-18PWSFA","周围血管介入类","国械注进20163772526","微导管-3","是","是",null,"导管","f32","cl320000098"]
[22,115,"周围血管介入类","覆膜支架(胸主动脉专用)","直管型覆膜支架及输送系统(商品名:Hercules)(短主体)","上海微创心脉医疗科技（集团）股份有限公司","913101150512565326","上海微创心脉医疗科技（集团）股份有限公司","C0206050010001002501","0000806","","88254329-6a55-11ea-9dc4-fa163e0a8baf","近端直径：D1（mm）：42、远端直径：D2（mm）：42；覆膜段长度：L1（mm） ：90、裸段长度：L2（mm） ：15","HT4242-090-1500","血管介入治疗类材料","国械注准20153130517","直管型覆膜支架及输送系统(短主体)","是","是",null,"血管支架","f32","cq320000112"]
[23,115,"周围血管介入类","覆膜支架(胸主动脉专用)","直管型覆膜支架及输送系统(商品名:Hercules)(短主体)","上海微创心脉医疗科技（集团）股份有限公司","913101150512565326","上海微创心脉医疗科技（集团）股份有限公司","C0206050010001002501","0000807","","882546f3-6a55-11ea-9dc4-fa163e0a8baf","近端直径：D1（mm）：32、远端直径：D2（mm）：22；覆膜段长度：L1（mm） ：70、裸段长度：L2（mm） ：20","HT3222-070-2000","血管介入治疗类材料","国械注准20153130517","直管型覆膜支架及输送系统(短主体)","是","是",null,"血管支架","f32","cq320000112"]
[24,115,"周围血管介入类","覆膜支架(胸主动脉专用)","直管型覆膜支架及输送系统(商品名:Hercules)(短主体)","上海微创心脉医疗科技（集团）股份有限公司","913101150512565326","上海微创心脉医疗科技（集团）股份有限公司","C0206050010001002501","0000810","","882550d0-6a55-11ea-9dc4-fa163e0a8baf","近端直径：D1（mm）：36、远端直径：D2（mm）：28；覆膜段长度：L1（mm） ：70、裸段长度：L2（mm） ：20","HT3628-070-2000","血管介入治疗类材料","国械注准20153130517","直管型覆膜支架及输送系统(短主体)","是","是",null,"血管支架","f32","cq320000112"]
[25,115,"周围血管介入类","覆膜支架(胸主动脉专用)","直管型覆膜支架及输送系统(商品名:Hercules)(短主体)","上海微创心脉医疗科技（集团）股份有限公司","913101150512565326","上海微创心脉医疗科技（集团）股份有限公司","C0206050010001002501","0000811","","882553d3-6a55-11ea-9dc4-fa163e0a8baf","近端直径：D1（mm）：18、远端直径：D2（mm）：30；覆膜段长度：L1（mm） ：60、裸段长度：L2（mm） ：0","HT1830-060-0000","血管介入治疗类材料","国械注准20153130517","直管型覆膜支架及输送系统(短主体)","是","是",null,"血管支架","f32","cq320000112"]
[26,115,"周围血管介入类","覆膜支架(胸主动脉专用)","直管型覆膜支架及输送系统(商品名:Hercules)(短主体)","上海微创心脉医疗科技（集团）股份有限公司","913101150512565326","上海微创心脉医疗科技（集团）股份有限公司","C0206050010001002501","0000812","","882556ea-6a55-11ea-9dc4-fa163e0a8baf","近端直径：D1（mm）：44、远端直径：D2（mm）：40；覆膜段长度：L1（mm） ：80、裸段长度：L2（mm） ：20","HT4440-080-2000","血管介入治疗类材料","国械注准20153130517","直管型覆膜支架及输送系统(短主体)","是","是",null,"血管支架","f32","cq320000112"]
[27,115,"周围血管介入类","覆膜支架(胸主动脉专用)","直管型覆膜支架及输送系统(商品名:Hercules)(短主体)","上海微创心脉医疗科技（集团）股份有限公司","913101150512565326","上海微创心脉医疗科技（集团）股份有限公司","C0206050010001002501","0000813","","88255a25-6a55-11ea-9dc4-fa163e0a8baf","近端直径：D1（mm）：42、远端直径：D2（mm）：32；覆膜段长度：L1（mm） ：60、裸段长度：L2（mm） ：20","HT4232-060-2000","血管介入治疗类材料","国械注准20153130517","直管型覆膜支架及输送系统(短主体)","是","是",null,"血管支架","f32","cq320000112"]
[28,115,"周围血管介入类","覆膜支架(胸主动脉专用)","直管型覆膜支架及输送系统(商品名:Hercules)(短主体)","上海微创心脉医疗科技（集团）股份有限公司","913101150512565326","上海微创心脉医疗科技（集团）股份有限公司","C0206050010001002501","0000814","","88255d27-6a55-11ea-9dc4-fa163e0a8baf","近端直径：D1（mm）：44、远端直径：D2（mm）：38；覆膜段长度：L1（mm） ：60、裸段长度：L2（mm） ：15","HT4438-060-1500","血管介入治疗类材料","国械注准20153130517","直管型覆膜支架及输送系统(短主体)","是","是",null,"血管支架","f32","cq320000112"]
[29,115,"周围血管介入类","覆膜支架(胸主动脉专用)","直管型覆膜支架及输送系统(商品名:Hercules)(短主体)","上海微创心脉医疗科技（集团）股份有限公司","913101150512565326","上海微创心脉医疗科技（集团）股份有限公司","C0206050010001002501","0000815","","88258302-6a55-11ea-9dc4-fa163e0a8baf","近端直径：D1（mm）：26、远端直径：D2（mm）：26；覆膜段长度：L1（mm） ：70、裸段长度：L2（mm） ：15","HT2626-070-1500","血管介入治疗类材料","国械注准20153130517","直管型覆膜支架及输送系统(短主体)","是","是",null,"血管支架","f32","cq320000112"]
[30,115,"周围血管介入类","覆膜支架(胸主动脉专用)","直管型覆膜支架及输送系统(商品名:Hercules)(短主体)","上海微创心脉医疗科技（集团）股份有限公司","913101150512565326","上海微创心脉医疗科技（集团）股份有限公司","C0206050010001002501","0000816","","8825868e-6a55-11ea-9dc4-fa163e0a8baf","近端直径：D1（mm）：20、远端直径：D2（mm）：16；覆膜段长度：L1（mm） ：80、裸段长度：L2（mm） ：15","HT2016-080-1500","血管介入治疗类材料","国械注准20153130517","直管型覆膜支架及输送系统(短主体)","是","是",null,"血管支架","f32","cq320000112"]
[31,115,"周围血管介入类","覆膜支架(胸主动脉专用)","直管型覆膜支架及输送系统(商品名:Hercules)(短主体)","上海微创心脉医疗科技（集团）股份有限公司","913101150512565326","上海微创心脉医疗科技（集团）股份有限公司","C0206050010001002501","0000817","","88258e45-6a55-11ea-9dc4-fa163e0a8baf","近端直径：D1（mm）：12、远端直径：D2（mm）：16；覆膜段长度：L1（mm） ：60、裸段长度：L2（mm） ：0","HT1216-060-0000","血管介入治疗类材料","国械注准20153130517","直管型覆膜支架及输送系统(短主体)","是","是",null,"血管支架","f32","cq320000112"]
[32,115,"周围血管介入类","覆膜支架(胸主动脉专用)","直管型覆膜支架及输送系统(商品名:Hercules)(短主体)","上海微创心脉医疗科技（集团）股份有限公司","913101150512565326","上海微创心脉医疗科技（集团）股份有限公司","C0206050010001002501","0000818","","88259133-6a55-11ea-9dc4-fa163e0a8baf","近端直径：D1（mm）：18、远端直径：D2（mm）：14；覆膜段长度：L1（mm） ：90、裸段长度：L2（mm） ：0","HT1814-090-0000","血管介入治疗类材料","国械注准20153130517","直管型覆膜支架及输送系统(短主体)","是","是",null,"血管支架","f32","cq320000112"]
[33,115,"周围血管介入类","覆膜支架(胸主动脉专用)","直管型覆膜支架及输送系统(商品名:Hercules)(短主体)","上海微创心脉医疗科技（集团）股份有限公司","913101150512565326","上海微创心脉医疗科技（集团）股份有限公司","C0206050010001002501","0000819","","882593fa-6a55-11ea-9dc4-fa163e0a8baf","近端直径：D1（mm）：34、远端直径：D2（mm）：30；覆膜段长度：L1（mm） ：60、裸段长度：L2（mm） ：20","HT3430-060-2000","血管介入治疗类材料","国械注准20153130517","直管型覆膜支架及输送系统(短主体)","是","是",null,"血管支架","f32","cq320000112"]
[34,115,"周围血管介入类","覆膜支架(胸主动脉专用)","直管型覆膜支架及输送系统(商品名:Hercules)(短主体)","上海微创心脉医疗科技（集团）股份有限公司","913101150512565326","上海微创心脉医疗科技（集团）股份有限公司","C0206050010001002501","0000820","","882596df-6a55-11ea-9dc4-fa163e0a8baf","近端直径：D1（mm）：12、远端直径：D2（mm）：22；覆膜段长度：L1（mm） ：90、裸段长度：L2（mm） ：0","HT1222-090-0000","血管介入治疗类材料","国械注准20153130517","直管型覆膜支架及输送系统(短主体)","是","是",null,"血管支架","f32","cq320000112"]
[35,115,"周围血管介入类","覆膜支架(胸主动脉专用)","直管型覆膜支架及输送系统(商品名:Hercules)(短主体)","上海微创心脉医疗科技（集团）股份有限公司","913101150512565326","上海微创心脉医疗科技（集团）股份有限公司","C0206050010001002501","0000821","","88259995-6a55-11ea-9dc4-fa163e0a8baf","近端直径：D1（mm）：24、远端直径：D2（mm）：20；覆膜段长度：L1（mm） ：60、裸段长度：L2（mm） ：15","HT2420-060-1500","血管介入治疗类材料","国械注准20153130517","直管型覆膜支架及输送系统(短主体)","是","是",null,"血管支架","f32","cq320000112"]
[36,115,"周围血管介入类","覆膜支架(胸主动脉专用)","直管型覆膜支架及输送系统(商品名:Hercules)(短主体)","上海微创心脉医疗科技（集团）股份有限公司","913101150512565326","上海微创心脉医疗科技（集团）股份有限公司","C0206050010001002501","0000822","","88259e8f-6a55-11ea-9dc4-fa163e0a8baf","近端直径：D1（mm）：40、远端直径：D2（mm）：34；覆膜段长度：L1（mm） ：90、裸段长度：L2（mm） ：20","HT4034-090-2000","血管介入治疗类材料","国械注准20153130517","直管型覆膜支架及输送系统(短主体)","是","是",null,"血管支架","f32","cq320000112"]
[37,115,"周围血管介入类","覆膜支架(胸主动脉专用)","直管型覆膜支架及输送系统(商品名:Hercules)(短主体)","上海微创心脉医疗科技（集团）股份有限公司","913101150512565326","上海微创心脉医疗科技（集团）股份有限公司","C0206050010001002501","0000823","","8825a17e-6a55-11ea-9dc4-fa163e0a8baf","近端直径：D1（mm）：34、远端直径：D2（mm）：28；覆膜段长度：L1（mm） ：90、裸段长度：L2（mm） ：20","HT3428-090-2000","血管介入治疗类材料","国械注准20153130517","直管型覆膜支架及输送系统(短主体)","是","是",null,"血管支架","f32","cq320000112"]
[38,115,"周围血管介入类","覆膜支架(胸主动脉专用)","直管型覆膜支架及输送系统(商品名:Hercules)(短主体)","上海微创心脉医疗科技（集团）股份有限公司","913101150512565326","上海微创心脉医疗科技（集团）股份有限公司","C0206050010001002501","0000824","","8825a493-6a55-11ea-9dc4-fa163e0a8baf","近端直径：D1（mm）：14、远端直径：D2（mm）：18；覆膜段长度：L1（mm） ：60、裸段长度：L2（mm） ：0","HT1418-060-0000","血管介入治疗类材料","国械注准20153130517","直管型覆膜支架及输送系统(短主体)","是","是",null,"血管支架","f32","cq320000112"]
[39,115,"周围血管介入类","覆膜支架(胸主动脉专用)","直管型覆膜支架及输送系统(商品名:Hercules)(短主体)","上海微创心脉医疗科技（集团）股份有限公司","913101150512565326","上海微创心脉医疗科技（集团）股份有限公司","C0206050010001002501","0000825","","8825a754-6a55-11ea-9dc4-fa163e0a8baf","近端直径：D1（mm）：38、远端直径：D2（mm）：38；覆膜段长度：L1（mm） ：90、裸段长度：L2（mm） ：20","HT3838-090-2000","血管介入治疗类材料","国械注准20153130517","直管型覆膜支架及输送系统(短主体)","是","是",null,"血管支架","f32","cq320000112"]
[40,115,"周围血管介入类","覆膜支架(胸主动脉专用)","直管型覆膜支架及输送系统(商品名:Hercules)(短主体)","上海微创心脉医疗科技（集团）股份有限公司","913101150512565326","上海微创心脉医疗科技（集团）股份有限公司","C0206050010001002501","0000826","","8825aa0a-6a55-11ea-9dc4-fa163e0a8baf","近端直径：D1（mm）：36、远端直径：D2（mm）：28；覆膜段长度：L1（mm） ：60、裸段长度：L2（mm） ：20","HT3628-060-2000","血管介入治疗类材料","国械注准20153130517","直管型覆膜支架及输送系统(短主体)","是","是",null,"血管支架","f32","cq320000112"]
[41,115,"周围血管介入类","覆膜支架(胸主动脉专用)","直管型覆膜支架及输送系统(商品名:Hercules)(短主体)","上海微创心脉医疗科技（集团）股份有限公司","913101150512565326","上海微创心脉医疗科技（集团）股份有限公司","C0206050010001002501","0000827","","8825ad53-6a55-11ea-9dc4-fa163e0a8baf","近端直径：D1（mm）：18、远端直径：D2（mm）：12；覆膜段长度：L1（mm） ：90、裸段长度：L2（mm） ：0","HT1812-090-0000","血管介入治疗类材料","国械注准20153130517","直管型覆膜支架及输送系统(短主体)","是","是",null,"血管支架","f32","cq320000112"]
[42,115,"周围血管介入类","覆膜支架(胸主动脉专用)","直管型覆膜支架及输送系统(商品名:Hercules)(短主体)","上海微创心脉医疗科技（集团）股份有限公司","913101150512565326","上海微创心脉医疗科技（集团）股份有限公司","C0206050010001002501","0000829","","8825b2f9-6a55-11ea-9dc4-fa163e0a8baf","近端直径：D1（mm）：16、远端直径：D2（mm）：24；覆膜段长度：L1（mm） ：60、裸段长度：L2（mm） ：0","HT1624-060-0000","血管介入治疗类材料","国械注准20153130517","直管型覆膜支架及输送系统(短主体)","是","是",null,"血管支架","f32","cq320000112"]
[43,115,"周围血管介入类","覆膜支架(胸主动脉专用)","直管型覆膜支架及输送系统(商品名:Hercules)(短主体)","上海微创心脉医疗科技（集团）股份有限公司","913101150512565326","上海微创心脉医疗科技（集团）股份有限公司","C0206050010001002501","0000830","","8825b6c3-6a55-11ea-9dc4-fa163e0a8baf","近端直径：D1（mm）：44、远端直径：D2（mm）：42；覆膜段长度：L1（mm） ：60、裸段长度：L2（mm） ：15","HT4442-060-1500","血管介入治疗类材料","国械注准20153130517","直管型覆膜支架及输送系统(短主体)","是","是",null,"血管支架","f32","cq320000112"]
[44,115,"周围血管介入类","覆膜支架(胸主动脉专用)","直管型覆膜支架及输送系统(商品名:Hercules)(短主体)","上海微创心脉医疗科技（集团）股份有限公司","913101150512565326","上海微创心脉医疗科技（集团）股份有限公司","C0206050010001002501","0000831","","8825b9c4-6a55-11ea-9dc4-fa163e0a8baf","近端直径：D1（mm）：44、远端直径：D2（mm）：36；覆膜段长度：L1（mm） ：70、裸段长度：L2（mm） ：20","HT4436-070-2000","血管介入治疗类材料","国械注准20153130517","直管型覆膜支架及输送系统(短主体)","是","是",null,"血管支架","f32","cq320000112"]
[45,115,"周围血管介入类","覆膜支架(胸主动脉专用)","直管型覆膜支架及输送系统(商品名:Hercules)(短主体)","上海微创心脉医疗科技（集团）股份有限公司","913101150512565326","上海微创心脉医疗科技（集团）股份有限公司","C0206050010001002501","0000832","","8825bcd8-6a55-11ea-9dc4-fa163e0a8baf","近端直径：D1（mm）：38、远端直径：D2（mm）：30；覆膜段长度：L1（mm） ：60、裸段长度：L2（mm） ：15","HT3830-060-1500","血管介入治疗类材料","国械注准20153130517","直管型覆膜支架及输送系统(短主体)","是","是",null,"血管支架","f32","cq320000112"]
[46,115,"周围血管介入类","覆膜支架(胸主动脉专用)","直管型覆膜支架及输送系统(商品名:Hercules)(短主体)","上海微创心脉医疗科技（集团）股份有限公司","913101150512565326","上海微创心脉医疗科技（集团）股份有限公司","C0206050010001002501","0000833","","8825bf91-6a55-11ea-9dc4-fa163e0a8baf","近端直径：D1（mm）：18、远端直径：D2（mm）：28；覆膜段长度：L1（mm） ：90、裸段长度：L2（mm） ：0","HT1828-090-0000","血管介入治疗类材料","国械注准20153130517","直管型覆膜支架及输送系统(短主体)","是","是",null,"血管支架","f32","cq320000112"]
[47,115,"周围血管介入类","覆膜支架(胸主动脉专用)","直管型覆膜支架及输送系统(商品名:Hercules)(短主体)","上海微创心脉医疗科技（集团）股份有限公司","913101150512565326","上海微创心脉医疗科技（集团）股份有限公司","C0206050010001002501","0000834","","8825c243-6a55-11ea-9dc4-fa163e0a8baf","近端直径：D1（mm）：44、远端直径：D2（mm）：44；覆膜段长度：L1（mm） ：80、裸段长度：L2（mm） ：15","HT4444-080-1500","血管介入治疗类材料","国械注准20153130517","直管型覆膜支架及输送系统(短主体)","是","是",null,"血管支架","f32","cq320000112"]
[48,115,"周围血管介入类","覆膜支架(胸主动脉专用)","直管型覆膜支架及输送系统(商品名:Hercules)(短主体)","上海微创心脉医疗科技（集团）股份有限公司","913101150512565326","上海微创心脉医疗科技（集团）股份有限公司","C0206050010001002501","0000835","","8825c504-6a55-11ea-9dc4-fa163e0a8baf","近端直径：D1（mm）：12、远端直径：D2（mm）：22；覆膜段长度：L1（mm） ：80、裸段长度：L2（mm） ：0","HT1222-080-0000","血管介入治疗类材料","国械注准20153130517","直管型覆膜支架及输送系统(短主体)","是","是",null,"血管支架","f32","cq320000112"]
[49,115,"周围血管介入类","覆膜支架(胸主动脉专用)","直管型覆膜支架及输送系统(商品名:Hercules)(短主体)","上海微创心脉医疗科技（集团）股份有限公司","913101150512565326","上海微创心脉医疗科技（集团）股份有限公司","C0206050010001002501","0000836","","8825c7d7-6a55-11ea-9dc4-fa163e0a8baf","近端直径：D1（mm）：30、远端直径：D2（mm）：20；覆膜段长度：L1（mm） ：60、裸段长度：L2（mm） ：20","HT3020-060-2000","血管介入治疗类材料","国械注准20153130517","直管型覆膜支架及输送系统(短主体)","是","是",null,"血管支架","f32","cq320000112"]
[50,115,"周围血管介入类","覆膜支架(胸主动脉专用)","直管型覆膜支架及输送系统(商品名:Hercules)(短主体)","上海微创心脉医疗科技（集团）股份有限公司","913101150512565326","上海微创心脉医疗科技（集团）股份有限公司","C0206050010001002501","0000837","","8825cace-6a55-11ea-9dc4-fa163e0a8baf","近端直径：D1（mm）：18、远端直径：D2（mm）：16；覆膜段长度：L1（mm） ：90、裸段长度：L2（mm） ：0","HT1816-090-0000","血管介入治疗类材料","国械注准20153130517","直管型覆膜支架及输送系统(短主体)","是","是",null,"血管支架","f32","cq320000112"]
[51,115,"周围血管介入类","覆膜支架(胸主动脉专用)","直管型覆膜支架及输送系统(商品名:Hercules)(短主体)","上海微创心脉医疗科技（集团）股份有限公司","913101150512565326","上海微创心脉医疗科技（集团）股份有限公司","C0206050010001002501","0000838","","8825cd75-6a55-11ea-9dc4-fa163e0a8baf","近端直径：D1（mm）：42、远端直径：D2（mm）：34；覆膜段长度：L1（mm） ：60、裸段长度：L2（mm） ：20","HT4234-060-2000","血管介入治疗类材料","国械注准20153130517","直管型覆膜支架及输送系统(短主体)","是","是",null,"血管支架","f32","cq320000112"]
[52,115,"周围血管介入类","覆膜支架(胸主动脉专用)","直管型覆膜支架及输送系统(商品名:Hercules)(短主体)","上海微创心脉医疗科技（集团）股份有限公司","913101150512565326","上海微创心脉医疗科技（集团）股份有限公司","C0206050010001002501","0000839","","8825d025-6a55-11ea-9dc4-fa163e0a8baf","近端直径：D1（mm）：32、远端直径：D2（mm）：30；覆膜段长度：L1（mm） ：70、裸段长度：L2（mm） ：20","HT3230-070-2000","血管介入治疗类材料","国械注准20153130517","直管型覆膜支架及输送系统(短主体)","是","是",null,"血管支架","f32","cq320000112"]
[53,115,"周围血管介入类","覆膜支架(胸主动脉专用)","直管型覆膜支架及输送系统(商品名:Hercules)(短主体)","上海微创心脉医疗科技（集团）股份有限公司","913101150512565326","上海微创心脉医疗科技（集团）股份有限公司","C0206050010001002501","0000840","","8825d304-6a55-11ea-9dc4-fa163e0a8baf","近端直径：D1（mm）：36、远端直径：D2（mm）：32；覆膜段长度：L1（mm） ：60、裸段长度：L2（mm） ：20","HT3632-060-2000","血管介入治疗类材料","国械注准20153130517","直管型覆膜支架及输送系统(短主体)","是","是",null,"血管支架","f32","cq320000112"]
[54,115,"周围血管介入类","覆膜支架(胸主动脉专用)","直管型覆膜支架及输送系统(商品名:Hercules)(短主体)","上海微创心脉医疗科技（集团）股份有限公司","913101150512565326","上海微创心脉医疗科技（集团）股份有限公司","C0206050010001002501","0000842","","8825de9f-6a55-11ea-9dc4-fa163e0a8baf","近端直径：D1（mm）：40、远端直径：D2（mm）：32；覆膜段长度：L1（mm） ：90、裸段长度：L2（mm） ：15","HT4032-090-1500","血管介入治疗类材料","国械注准20153130517","直管型覆膜支架及输送系统(短主体)","是","是",null,"血管支架","f32","cq320000112"]
[55,115,"周围血管介入类","覆膜支架(胸主动脉专用)","直管型覆膜支架及输送系统(商品名:Hercules)(短主体)","上海微创心脉医疗科技（集团）股份有限公司","913101150512565326","上海微创心脉医疗科技（集团）股份有限公司","C0206050010001002501","0000843","","8825e1d2-6a55-11ea-9dc4-fa163e0a8baf","近端直径：D1（mm）：38、远端直径：D2（mm）：28；覆膜段长度：L1（mm） ：60、裸段长度：L2（mm） ：15","HT3828-060-1500","血管介入治疗类材料","国械注准20153130517","直管型覆膜支架及输送系统(短主体)","是","是",null,"血管支架","f32","cq320000112"]
[56,115,"周围血管介入类","覆膜支架(胸主动脉专用)","直管型覆膜支架及输送系统(商品名:Hercules)(短主体)","上海微创心脉医疗科技（集团）股份有限公司","913101150512565326","上海微创心脉医疗科技（集团）股份有限公司","C0206050010001002501","0000845","","8825ef3d-6a55-11ea-9dc4-fa163e0a8baf","近端直径：D1（mm）：42、远端直径：D2（mm）：40；覆膜段长度：L1（mm） ：80、裸段长度：L2（mm） ：20","HT4240-080-2000","血管介入治疗类材料","国械注准20153130517","直管型覆膜支架及输送系统(短主体)","是","是",null,"血管支架","f32","cq320000112"]
[57,115,"周围血管介入类","覆膜支架(胸主动脉专用)","直管型覆膜支架及输送系统(商品名:Hercules)(短主体)","上海微创心脉医疗科技（集团）股份有限公司","913101150512565326","上海微创心脉医疗科技（集团）股份有限公司","C0206050010001002501","0000846","","8825f299-6a55-11ea-9dc4-fa163e0a8baf","近端直径：D1（mm）：44、远端直径：D2（mm）：42；覆膜段长度：L1（mm） ：90、裸段长度：L2（mm） ：15","HT4442-090-1500","血管介入治疗类材料","国械注准20153130517","直管型覆膜支架及输送系统(短主体)","是","是",null,"血管支架","f32","cq320000112"]
[58,115,"周围血管介入类","覆膜支架(胸主动脉专用)","直管型覆膜支架及输送系统(商品名:Hercules)(短主体)","上海微创心脉医疗科技（集团）股份有限公司","913101150512565326","上海微创心脉医疗科技（集团）股份有限公司","C0206050010001002501","0000847","","8825f57f-6a55-11ea-9dc4-fa163e0a8baf","近端直径：D1（mm）：18、远端直径：D2（mm）：16；覆膜段长度：L1（mm） ：60、裸段长度：L2（mm） ：0","HT1816-060-0000","血管介入治疗类材料","国械注准20153130517","直管型覆膜支架及输送系统(短主体)","是","是",null,"血管支架","f32","cq320000112"]
[59,115,"周围血管介入类","覆膜支架(胸主动脉专用)","直管型覆膜支架及输送系统(商品名:Hercules)(短主体)","上海微创心脉医疗科技（集团）股份有限公司","913101150512565326","上海微创心脉医疗科技（集团）股份有限公司","C0206050010001002501","0000848","","8825f92e-6a55-11ea-9dc4-fa163e0a8baf","近端直径：D1（mm）：16、远端直径：D2（mm）：28；覆膜段长度：L1（mm） ：90、裸段长度：L2（mm） ：0","HT1628-090-0000","血管介入治疗类材料","国械注准20153130517","直管型覆膜支架及输送系统(短主体)","是","是",null,"血管支架","f32","cq320000112"]
[60,115,"周围血管介入类","覆膜支架(胸主动脉专用)","直管型覆膜支架及输送系统(商品名:Hercules)(短主体)","上海微创心脉医疗科技（集团）股份有限公司","913101150512565326","上海微创心脉医疗科技（集团）股份有限公司","C0206050010001002501","0000849","","8825fc12-6a55-11ea-9dc4-fa163e0a8baf","近端直径：D1（mm）：30、远端直径：D2（mm）：24；覆膜段长度：L1（mm） ：60、裸段长度：L2（mm） ：20","HT3024-060-2000","血管介入治疗类材料","国械注准20153130517","直管型覆膜支架及输送系统(短主体)","是","是",null,"血管支架","f32","cq320000112"]
[61,115,"周围血管介入类","覆膜支架(胸主动脉专用)","直管型覆膜支架及输送系统(商品名:Hercules)(短主体)","上海微创心脉医疗科技（集团）股份有限公司","913101150512565326","上海微创心脉医疗科技（集团）股份有限公司","C0206050010001002501","0000850","","8825fede-6a55-11ea-9dc4-fa163e0a8baf","近端直径：D1（mm）：14、远端直径：D2（mm）：24；覆膜段长度：L1（mm） ：80、裸段长度：L2（mm） ：0","HT1424-080-0000","血管介入治疗类材料","国械注准20153130517","直管型覆膜支架及输送系统(短主体)","是","是",null,"血管支架","f32","cq320000112"]
[62,115,"周围血管介入类","覆膜支架(胸主动脉专用)","直管型覆膜支架及输送系统(商品名:Hercules)(短主体)","上海微创心脉医疗科技（集团）股份有限公司","913101150512565326","上海微创心脉医疗科技（集团）股份有限公司","C0206050010001002501","0000851","","882601b8-6a55-11ea-9dc4-fa163e0a8baf","近端直径：D1（mm）：38、远端直径：D2（mm）：32；覆膜段长度：L1（mm） ：90、裸段长度：L2（mm） ：20","HT3832-090-2000","血管介入治疗类材料","国械注准20153130517","直管型覆膜支架及输送系统(短主体)","是","是",null,"血管支架","f32","cq320000112"]
[63,115,"周围血管介入类","覆膜支架(胸主动脉专用)","直管型覆膜支架及输送系统(商品名:Hercules)(短主体)","上海微创心脉医疗科技（集团）股份有限公司","913101150512565326","上海微创心脉医疗科技（集团）股份有限公司","C0206050010001002501","0000852","","8826046b-6a55-11ea-9dc4-fa163e0a8baf","近端直径：D1（mm）：40、远端直径：D2（mm）：38；覆膜段长度：L1（mm） ：90、裸段长度：L2（mm） ：15","HT4038-090-1500","血管介入治疗类材料","国械注准20153130517","直管型覆膜支架及输送系统(短主体)","是","是",null,"血管支架","f32","cq320000112"]
[64,115,"周围血管介入类","覆膜支架(胸主动脉专用)","直管型覆膜支架及输送系统(商品名:Hercules)(短主体)","上海微创心脉医疗科技（集团）股份有限公司","913101150512565326","上海微创心脉医疗科技（集团）股份有限公司","C0206050010001002501","0000853","","8826072d-6a55-11ea-9dc4-fa163e0a8baf","近端直径：D1（mm）：16、远端直径：D2（mm）：14；覆膜段长度：L1（mm） ：90、裸段长度：L2（mm） ：0","HT1614-090-0000","血管介入治疗类材料","国械注准20153130517","直管型覆膜支架及输送系统(短主体)","是","是",null,"血管支架","f32","cq320000112"]
[65,115,"周围血管介入类","覆膜支架(胸主动脉专用)","直管型覆膜支架及输送系统(商品名:Hercules)(短主体)","上海微创心脉医疗科技（集团）股份有限公司","913101150512565326","上海微创心脉医疗科技（集团）股份有限公司","C0206050010001002501","0000854","","882609f7-6a55-11ea-9dc4-fa163e0a8baf","近端直径：D1（mm）：38、远端直径：D2（mm）：32；覆膜段长度：L1（mm） ：80、裸段长度：L2（mm） ：20","HT3832-080-2000","血管介入治疗类材料","国械注准20153130517","直管型覆膜支架及输送系统(短主体)","是","是",null,"血管支架","f32","cq320000112"]
[66,115,"周围血管介入类","覆膜支架(胸主动脉专用)","直管型覆膜支架及输送系统(商品名:Hercules)(短主体)","上海微创心脉医疗科技（集团）股份有限公司","913101150512565326","上海微创心脉医疗科技（集团）股份有限公司","C0206050010001002501","0000855","","88260cd6-6a55-11ea-9dc4-fa163e0a8baf","近端直径：D1（mm）：44、远端直径：D2（mm）：40；覆膜段长度：L1（mm） ：70、裸段长度：L2（mm） ：15","HT4440-070-1500","血管介入治疗类材料","国械注准20153130517","直管型覆膜支架及输送系统(短主体)","是","是",null,"血管支架","f32","cq320000112"]
[67,115,"周围血管介入类","覆膜支架(胸主动脉专用)","直管型覆膜支架及输送系统(商品名:Hercules)(短主体)","上海微创心脉医疗科技（集团）股份有限公司","913101150512565326","上海微创心脉医疗科技（集团）股份有限公司","C0206050010001002501","0000856","","88260f9a-6a55-11ea-9dc4-fa163e0a8baf","近端直径：D1（mm）：38、远端直径：D2（mm）：34；覆膜段长度：L1（mm） ：70、裸段长度：L2（mm） ：15","HT3834-070-1500","血管介入治疗类材料","国械注准20153130517","直管型覆膜支架及输送系统(短主体)","是","是",null,"血管支架","f32","cq320000112"]
[68,115,"周围血管介入类","覆膜支架(胸主动脉专用)","直管型覆膜支架及输送系统(商品名:Hercules)(短主体)","上海微创心脉医疗科技（集团）股份有限公司","913101150512565326","上海微创心脉医疗科技（集团）股份有限公司","C0206050010001002501","0000857","","88261248-6a55-11ea-9dc4-fa163e0a8baf","近端直径：D1（mm）：40、远端直径：D2（mm）：38；覆膜段长度：L1（mm） ：60、裸段长度：L2（mm） ：15","HT4038-060-1500","血管介入治疗类材料","国械注准20153130517","直管型覆膜支架及输送系统(短主体)","是","是",null,"血管支架","f32","cq320000112"]
[69,115,"周围血管介入类","覆膜支架(胸主动脉专用)","直管型覆膜支架及输送系统(商品名:Hercules)(短主体)","上海微创心脉医疗科技（集团）股份有限公司","913101150512565326","上海微创心脉医疗科技（集团）股份有限公司","C0206050010001002501","0000858","","88261514-6a55-11ea-9dc4-fa163e0a8baf","近端直径：D1（mm）：34、远端直径：D2（mm）：28；覆膜段长度：L1（mm） ：70、裸段长度：L2（mm） ：20","HT3428-070-2000","血管介入治疗类材料","国械注准20153130517","直管型覆膜支架及输送系统(短主体)","是","是",null,"血管支架","f32","cq320000112"]
[70,115,"周围血管介入类","覆膜支架(胸主动脉专用)","直管型覆膜支架及输送系统(商品名:Hercules)(短主体)","上海微创心脉医疗科技（集团）股份有限公司","913101150512565326","上海微创心脉医疗科技（集团）股份有限公司","C0206050010001002501","0000859","","882619ee-6a55-11ea-9dc4-fa163e0a8baf","近端直径：D1（mm）：18、远端直径：D2（mm）：12；覆膜段长度：L1（mm） ：70、裸段长度：L2（mm） ：0","HT1812-070-0000","血管介入治疗类材料","国械注准20153130517","直管型覆膜支架及输送系统(短主体)","是","是",null,"血管支架","f32","cq320000112"]
[71,115,"周围血管介入类","覆膜支架(胸主动脉专用)","直管型覆膜支架及输送系统(商品名:Hercules)(短主体)","上海微创心脉医疗科技（集团）股份有限公司","913101150512565326","上海微创心脉医疗科技（集团）股份有限公司","C0206050010001002501","0000860","","882624b0-6a55-11ea-9dc4-fa163e0a8baf","近端直径：D1（mm）：32、远端直径：D2（mm）：28；覆膜段长度：L1（mm） ：70、裸段长度：L2（mm） ：20","HT3228-070-2000","血管介入治疗类材料","国械注准20153130517","直管型覆膜支架及输送系统(短主体)","是","是",null,"血管支架","f32","cq320000112"]
[72,115,"周围血管介入类","覆膜支架(胸主动脉专用)","直管型覆膜支架及输送系统(商品名:Hercules)(短主体)","上海微创心脉医疗科技（集团）股份有限公司","913101150512565326","上海微创心脉医疗科技（集团）股份有限公司","C0206050010001002501","0000861","","882627aa-6a55-11ea-9dc4-fa163e0a8baf","近端直径：D1（mm）：26、远端直径：D2（mm）：24；覆膜段长度：L1（mm） ：70、裸段长度：L2（mm） ：15","HT2624-070-1500","血管介入治疗类材料","国械注准20153130517","直管型覆膜支架及输送系统(短主体)","是","是",null,"血管支架","f32","cq320000112"]
[73,115,"周围血管介入类","覆膜支架(胸主动脉专用)","直管型覆膜支架及输送系统(商品名:Hercules)(短主体)","上海微创心脉医疗科技（集团）股份有限公司","913101150512565326","上海微创心脉医疗科技（集团）股份有限公司","C0206050010001002501","0000862","","88262a98-6a55-11ea-9dc4-fa163e0a8baf","近端直径：D1（mm）：30、远端直径：D2（mm）：30；覆膜段长度：L1（mm） ：70、裸段长度：L2（mm） ：20","HT3030-070-2000","血管介入治疗类材料","国械注准20153130517","直管型覆膜支架及输送系统(短主体)","是","是",null,"血管支架","f32","cq320000112"]
[74,115,"周围血管介入类","覆膜支架(胸主动脉专用)","直管型覆膜支架及输送系统(商品名:Hercules)(短主体)","上海微创心脉医疗科技（集团）股份有限公司","913101150512565326","上海微创心脉医疗科技（集团）股份有限公司","C0206050010001002501","0000863","","88262d7a-6a55-11ea-9dc4-fa163e0a8baf","近端直径：D1（mm）：12、远端直径：D2（mm）：14；覆膜段长度：L1（mm） ：70、裸段长度：L2（mm） ：0","HT1214-070-0000","血管介入治疗类材料","国械注准20153130517","直管型覆膜支架及输送系统(短主体)","是","是",null,"血管支架","f32","cq320000112"]
[75,115,"周围血管介入类","覆膜支架(胸主动脉专用)","直管型覆膜支架及输送系统(商品名:Hercules)(短主体)","上海微创心脉医疗科技（集团）股份有限公司","913101150512565326","上海微创心脉医疗科技（集团）股份有限公司","C0206050010001002501","0000864","","8826304b-6a55-11ea-9dc4-fa163e0a8baf","近端直径：D1（mm）：42、远端直径：D2（mm）：42；覆膜段长度：L1（mm） ：70、裸段长度：L2（mm） ：20","HT4242-070-2000","血管介入治疗类材料","国械注准20153130517","直管型覆膜支架及输送系统(短主体)","是","是",null,"血管支架","f32","cq320000112"]
[76,115,"周围血管介入类","覆膜支架(胸主动脉专用)","直管型覆膜支架及输送系统(商品名:Hercules)(短主体)","上海微创心脉医疗科技（集团）股份有限公司","913101150512565326","上海微创心脉医疗科技（集团）股份有限公司","C0206050010001002501","0000865","","8826331c-6a55-11ea-9dc4-fa163e0a8baf","近端直径：D1（mm）：38、远端直径：D2（mm）：26；覆膜段长度：L1（mm） ：80、裸段长度：L2（mm） ：20","HT3826-080-2000","血管介入治疗类材料","国械注准20153130517","直管型覆膜支架及输送系统(短主体)","是","是",null,"血管支架","f32","cq320000112"]
[77,115,"周围血管介入类","覆膜支架(胸主动脉专用)","直管型覆膜支架及输送系统(商品名:Hercules)(短主体)","上海微创心脉医疗科技（集团）股份有限公司","913101150512565326","上海微创心脉医疗科技（集团）股份有限公司","C0206050010001002501","0000866","","882635d1-6a55-11ea-9dc4-fa163e0a8baf","近端直径：D1（mm）：44、远端直径：D2（mm）：32；覆膜段长度：L1（mm） ：70、裸段长度：L2（mm） ：15","HT4432-070-1500","血管介入治疗类材料","国械注准20153130517","直管型覆膜支架及输送系统(短主体)","是","是",null,"血管支架","f32","cq320000112"]
[78,115,"周围血管介入类","覆膜支架(胸主动脉专用)","直管型覆膜支架及输送系统(商品名:Hercules)(短主体)","上海微创心脉医疗科技（集团）股份有限公司","913101150512565326","上海微创心脉医疗科技（集团）股份有限公司","C0206050010001002501","0000867","","88263888-6a55-11ea-9dc4-fa163e0a8baf","近端直径：D1（mm）：44、远端直径：D2（mm）：36；覆膜段长度：L1（mm） ：60、裸段长度：L2（mm） ：20","HT4436-060-2000","血管介入治疗类材料","国械注准20153130517","直管型覆膜支架及输送系统(短主体)","是","是",null,"血管支架","f32","cq320000112"]
[79,115,"周围血管介入类","覆膜支架(胸主动脉专用)","直管型覆膜支架及输送系统(商品名:Hercules)(短主体)","上海微创心脉医疗科技（集团）股份有限公司","913101150512565326","上海微创心脉医疗科技（集团）股份有限公司","C0206050010001002501","0000868","","88263b40-6a55-11ea-9dc4-fa163e0a8baf","近端直径：D1（mm）：16、远端直径：D2（mm）：12；覆膜段长度：L1（mm） ：70、裸段长度：L2（mm） ：0","HT1612-070-0000","血管介入治疗类材料","国械注准20153130517","直管型覆膜支架及输送系统(短主体)","是","是",null,"血管支架","f32","cq320000112"]
[80,115,"周围血管介入类","覆膜支架(胸主动脉专用)","直管型覆膜支架及输送系统(商品名:Hercules)(短主体)","上海微创心脉医疗科技（集团）股份有限公司","913101150512565326","上海微创心脉医疗科技（集团）股份有限公司","C0206050010001002501","0000869","","88263e50-6a55-11ea-9dc4-fa163e0a8baf","近端直径：D1（mm）：18、远端直径：D2（mm）：20；覆膜段长度：L1（mm） ：60、裸段长度：L2（mm） ：0","HT1820-060-0000","血管介入治疗类材料","国械注准20153130517","直管型覆膜支架及输送系统(短主体)","是","是",null,"血管支架","f32","cq320000112"]
[81,115,"周围血管介入类","覆膜支架(胸主动脉专用)","直管型覆膜支架及输送系统(商品名:Hercules)(短主体)","上海微创心脉医疗科技（集团）股份有限公司","913101150512565326","上海微创心脉医疗科技（集团）股份有限公司","C0206050010001002501","0000870","","88264130-6a55-11ea-9dc4-fa163e0a8baf","近端直径：D1（mm）：44、远端直径：D2（mm）：36；覆膜段长度：L1（mm） ：60、裸段长度：L2（mm） ：15","HT4436-060-1500","血管介入治疗类材料","国械注准20153130517","直管型覆膜支架及输送系统(短主体)","是","是",null,"血管支架","f32","cq320000112"]
[82,115,"周围血管介入类","覆膜支架(胸主动脉专用)","直管型覆膜支架及输送系统(商品名:Hercules)(短主体)","上海微创心脉医疗科技（集团）股份有限公司","913101150512565326","上海微创心脉医疗科技（集团）股份有限公司","C0206050010001002501","0000871","","882643e6-6a55-11ea-9dc4-fa163e0a8baf","近端直径：D1（mm）：18、远端直径：D2（mm）：18；覆膜段长度：L1（mm） ：90、裸段长度：L2（mm） ：0","HT1818-090-0000","血管介入治疗类材料","国械注准20153130517","直管型覆膜支架及输送系统(短主体)","是","是",null,"血管支架","f32","cq320000112"]
[83,115,"周围血管介入类","覆膜支架(胸主动脉专用)","直管型覆膜支架及输送系统(商品名:Hercules)(短主体)","上海微创心脉医疗科技（集团）股份有限公司","913101150512565326","上海微创心脉医疗科技（集团）股份有限公司","C0206050010001002501","0000872","","88264693-6a55-11ea-9dc4-fa163e0a8baf","近端直径：D1（mm）：38、远端直径：D2（mm）：34；覆膜段长度：L1（mm） ：60、裸段长度：L2（mm） ：20","HT3834-060-2000","血管介入治疗类材料","国械注准20153130517","直管型覆膜支架及输送系统(短主体)","是","是",null,"血管支架","f32","cq320000112"]
[84,115,"周围血管介入类","覆膜支架(胸主动脉专用)","直管型覆膜支架及输送系统(商品名:Hercules)(短主体)","上海微创心脉医疗科技（集团）股份有限公司","913101150512565326","上海微创心脉医疗科技（集团）股份有限公司","C0206050010001002501","0000873","","8826492e-6a55-11ea-9dc4-fa163e0a8baf","近端直径：D1（mm）：14、远端直径：D2（mm）：12；覆膜段长度：L1（mm） ：70、裸段长度：L2（mm） ：0","HT1412-070-0000","血管介入治疗类材料","国械注准20153130517","直管型覆膜支架及输送系统(短主体)","是","是",null,"血管支架","f32","cq320000112"]
[85,115,"周围血管介入类","覆膜支架(胸主动脉专用)","直管型覆膜支架及输送系统(商品名:Hercules)(短主体)","上海微创心脉医疗科技（集团）股份有限公司","913101150512565326","上海微创心脉医疗科技（集团）股份有限公司","C0206050010001002501","0000874","","88264be9-6a55-11ea-9dc4-fa163e0a8baf","近端直径：D1（mm）：32、远端直径：D2（mm）：28；覆膜段长度：L1（mm） ：80、裸段长度：L2（mm） ：20","HT3228-080-2000","血管介入治疗类材料","国械注准20153130517","直管型覆膜支架及输送系统(短主体)","是","是",null,"血管支架","f32","cq320000112"]
[86,115,"周围血管介入类","覆膜支架(胸主动脉专用)","直管型覆膜支架及输送系统(商品名:Hercules)(短主体)","上海微创心脉医疗科技（集团）股份有限公司","913101150512565326","上海微创心脉医疗科技（集团）股份有限公司","C0206050010001002501","0000875","","88264eaf-6a55-11ea-9dc4-fa163e0a8baf","近端直径：D1（mm）：34、远端直径：D2（mm）：30；覆膜段长度：L1（mm） ：90、裸段长度：L2（mm） ：20","HT3430-090-2000","血管介入治疗类材料","国械注准20153130517","直管型覆膜支架及输送系统(短主体)","是","是",null,"血管支架","f32","cq320000112"]
[87,115,"周围血管介入类","覆膜支架(胸主动脉专用)","直管型覆膜支架及输送系统(商品名:Hercules)(短主体)","上海微创心脉医疗科技（集团）股份有限公司","913101150512565326","上海微创心脉医疗科技（集团）股份有限公司","C0206050010001002501","0000876","","8826519b-6a55-11ea-9dc4-fa163e0a8baf","近端直径：D1（mm）：38、远端直径：D2（mm）：38；覆膜段长度：L1（mm） ：60、裸段长度：L2（mm） ：15","HT3838-060-1500","血管介入治疗类材料","国械注准20153130517","直管型覆膜支架及输送系统(短主体)","是","是",null,"血管支架","f32","cq320000112"]
[88,115,"周围血管介入类","覆膜支架(胸主动脉专用)","直管型覆膜支架及输送系统(商品名:Hercules)(短主体)","上海微创心脉医疗科技（集团）股份有限公司","913101150512565326","上海微创心脉医疗科技（集团）股份有限公司","C0206050010001002501","0000877","","88265450-6a55-11ea-9dc4-fa163e0a8baf","近端直径：D1（mm）：44、远端直径：D2（mm）：34；覆膜段长度：L1（mm） ：70、裸段长度：L2（mm） ：20","HT4434-070-2000","血管介入治疗类材料","国械注准20153130517","直管型覆膜支架及输送系统(短主体)","是","是",null,"血管支架","f32","cq320000112"]
[89,115,"周围血管介入类","覆膜支架(胸主动脉专用)","直管型覆膜支架及输送系统(商品名:Hercules)(短主体)","上海微创心脉医疗科技（集团）股份有限公司","913101150512565326","上海微创心脉医疗科技（集团）股份有限公司","C0206050010001002501","0000878","","88265724-6a55-11ea-9dc4-fa163e0a8baf","近端直径：D1（mm）：14、远端直径：D2（mm）：14；覆膜段长度：L1（mm） ：60、裸段长度：L2（mm） ：0","HT1414-060-0000","血管介入治疗类材料","国械注准20153130517","直管型覆膜支架及输送系统(短主体)","是","是",null,"血管支架","f32","cq320000112"]
[90,115,"周围血管介入类","覆膜支架(胸主动脉专用)","直管型覆膜支架及输送系统(商品名:Hercules)(短主体)","上海微创心脉医疗科技（集团）股份有限公司","913101150512565326","上海微创心脉医疗科技（集团）股份有限公司","C0206050010001002501","0000880","","88265c75-6a55-11ea-9dc4-fa163e0a8baf","近端直径：D1（mm）：30、远端直径：D2（mm）：22；覆膜段长度：L1（mm） ：70、裸段长度：L2（mm） ：20","HT3022-070-2000","血管介入治疗类材料","国械注准20153130517","直管型覆膜支架及输送系统(短主体)","是","是",null,"血管支架","f32","cq320000112"]
[91,115,"周围血管介入类","覆膜支架(胸主动脉专用)","直管型覆膜支架及输送系统(商品名:Hercules)(短主体)","上海微创心脉医疗科技（集团）股份有限公司","913101150512565326","上海微创心脉医疗科技（集团）股份有限公司","C0206050010001002501","0000881","","88265f33-6a55-11ea-9dc4-fa163e0a8baf","近端直径：D1（mm）：12、远端直径：D2（mm）：16；覆膜段长度：L1（mm） ：70、裸段长度：L2（mm） ：0","HT1216-070-0000","血管介入治疗类材料","国械注准20153130517","直管型覆膜支架及输送系统(短主体)","是","是",null,"血管支架","f32","cq320000112"]
[92,115,"周围血管介入类","覆膜支架(胸主动脉专用)","直管型覆膜支架及输送系统(商品名:Hercules)(短主体)","上海微创心脉医疗科技（集团）股份有限公司","913101150512565326","上海微创心脉医疗科技（集团）股份有限公司","C0206050010001002501","0000882","","882661d5-6a55-11ea-9dc4-fa163e0a8baf","近端直径：D1（mm）：18、远端直径：D2（mm）：22；覆膜段长度：L1（mm） ：60、裸段长度：L2（mm） ：0","HT1822-060-0000","血管介入治疗类材料","国械注准20153130517","直管型覆膜支架及输送系统(短主体)","是","是",null,"血管支架","f32","cq320000112"]
[93,115,"周围血管介入类","覆膜支架(胸主动脉专用)","直管型覆膜支架及输送系统(商品名:Hercules)(短主体)","上海微创心脉医疗科技（集团）股份有限公司","913101150512565326","上海微创心脉医疗科技（集团）股份有限公司","C0206050010001002501","0000883","","8826648c-6a55-11ea-9dc4-fa163e0a8baf","近端直径：D1（mm）：40、远端直径：D2（mm）：28；覆膜段长度：L1（mm） ：80、裸段长度：L2（mm） ：20","HT4028-080-2000","血管介入治疗类材料","国械注准20153130517","直管型覆膜支架及输送系统(短主体)","是","是",null,"血管支架","f32","cq320000112"]
[94,115,"周围血管介入类","覆膜支架(胸主动脉专用)","直管型覆膜支架及输送系统(商品名:Hercules)(短主体)","上海微创心脉医疗科技（集团）股份有限公司","913101150512565326","上海微创心脉医疗科技（集团）股份有限公司","C0206050010001002501","0000884","","8826678f-6a55-11ea-9dc4-fa163e0a8baf","近端直径：D1（mm）：40、远端直径：D2（mm）：40；覆膜段长度：L1（mm） ：90、裸段长度：L2（mm） ：20","HT4040-090-2000","血管介入治疗类材料","国械注准20153130517","直管型覆膜支架及输送系统(短主体)","是","是",null,"血管支架","f32","cq320000112"]
[95,115,"周围血管介入类","覆膜支架(胸主动脉专用)","直管型覆膜支架及输送系统(商品名:Hercules)(短主体)","上海微创心脉医疗科技（集团）股份有限公司","913101150512565326","上海微创心脉医疗科技（集团）股份有限公司","C0206050010001002501","0000885","","88266a49-6a55-11ea-9dc4-fa163e0a8baf","近端直径：D1（mm）：30、远端直径：D2（mm）：26；覆膜段长度：L1（mm） ：60、裸段长度：L2（mm） ：20","HT3026-060-2000","血管介入治疗类材料","国械注准20153130517","直管型覆膜支架及输送系统(短主体)","是","是",null,"血管支架","f32","cq320000112"]
[96,115,"周围血管介入类","覆膜支架(胸主动脉专用)","直管型覆膜支架及输送系统(商品名:Hercules)(短主体)","上海微创心脉医疗科技（集团）股份有限公司","913101150512565326","上海微创心脉医疗科技（集团）股份有限公司","C0206050010001002501","0000886","","88266ce3-6a55-11ea-9dc4-fa163e0a8baf","近端直径：D1（mm）：20、远端直径：D2（mm）：20；覆膜段长度：L1（mm） ：70、裸段长度：L2（mm） ：15","HT2020-070-1500","血管介入治疗类材料","国械注准20153130517","直管型覆膜支架及输送系统(短主体)","是","是",null,"血管支架","f32","cq320000112"]
[97,115,"周围血管介入类","覆膜支架(胸主动脉专用)","直管型覆膜支架及输送系统(商品名:Hercules)(短主体)","上海微创心脉医疗科技（集团）股份有限公司","913101150512565326","上海微创心脉医疗科技（集团）股份有限公司","C0206050010001002501","0000887","","88266f7d-6a55-11ea-9dc4-fa163e0a8baf","近端直径：D1（mm）：44、远端直径：D2（mm）：36；覆膜段长度：L1（mm） ：90、裸段长度：L2（mm） ：15","HT4436-090-1500","血管介入治疗类材料","国械注准20153130517","直管型覆膜支架及输送系统(短主体)","是","是",null,"血管支架","f32","cq320000112"]
[98,115,"周围血管介入类","覆膜支架(胸主动脉专用)","直管型覆膜支架及输送系统(商品名:Hercules)(短主体)","上海微创心脉医疗科技（集团）股份有限公司","913101150512565326","上海微创心脉医疗科技（集团）股份有限公司","C0206050010001002501","0000888","","88267238-6a55-11ea-9dc4-fa163e0a8baf","近端直径：D1（mm）：42、远端直径：D2（mm）：30；覆膜段长度：L1（mm） ：90、裸段长度：L2（mm） ：15","HT4230-090-1500","血管介入治疗类材料","国械注准20153130517","直管型覆膜支架及输送系统(短主体)","是","是",null,"血管支架","f32","cq320000112"]
[99,115,"周围血管介入类","覆膜支架(胸主动脉专用)","直管型覆膜支架及输送系统(商品名:Hercules)(短主体)","上海微创心脉医疗科技（集团）股份有限公司","913101150512565326","上海微创心脉医疗科技（集团）股份有限公司","C0206050010001002501","0000889","","882674cf-6a55-11ea-9dc4-fa163e0a8baf","近端直径：D1（mm）：14、远端直径：D2（mm）：16；覆膜段长度：L1（mm） ：80、裸段长度：L2（mm） ：0","HT1416-080-0000","血管介入治疗类材料","国械注准20153130517","直管型覆膜支架及输送系统(短主体)","是","是",null,"血管支架","f32","cq320000112"]
[100,115,"周围血管介入类","覆膜支架(胸主动脉专用)","直管型覆膜支架及输送系统(商品名:Hercules)(短主体)","上海微创心脉医疗科技（集团）股份有限公司","913101150512565326","上海微创心脉医疗科技（集团）股份有限公司","C0206050010001002501","0000890","","88267ae5-6a55-11ea-9dc4-fa163e0a8baf","近端直径：D1（mm）：36、远端直径：D2（mm）：30；覆膜段长度：L1（mm） ：70、裸段长度：L2（mm） ：20","HT3630-070-2000","血管介入治疗类材料","国械注准20153130517","直管型覆膜支架及输送系统(短主体)","是","是",null,"血管支架","f32","cq320000112"]
[101,115,"周围血管介入类","覆膜支架(胸主动脉专用)","直管型覆膜支架及输送系统(商品名:Hercules)(短主体)","上海微创心脉医疗科技（集团）股份有限公司","913101150512565326","上海微创心脉医疗科技（集团）股份有限公司","C0206050010001002501","0000891","","88267dcd-6a55-11ea-9dc4-fa163e0a8baf","近端直径：D1（mm）：38、远端直径：D2（mm）：28；覆膜段长度：L1（mm） ：90、裸段长度：L2（mm） ：20","HT3828-090-2000","血管介入治疗类材料","国械注准20153130517","直管型覆膜支架及输送系统(短主体)","是","是",null,"血管支架","f32","cq320000112"]
[102,115,"周围血管介入类","覆膜支架(胸主动脉专用)","直管型覆膜支架及输送系统(商品名:Hercules)(短主体)","上海微创心脉医疗科技（集团）股份有限公司","913101150512565326","上海微创心脉医疗科技（集团）股份有限公司","C0206050010001002501","0000892","","88268080-6a55-11ea-9dc4-fa163e0a8baf","近端直径：D1（mm）：40、远端直径：D2（mm）：30；覆膜段长度：L1（mm） ：80、裸段长度：L2（mm） ：20","HT4030-080-2000","血管介入治疗类材料","国械注准20153130517","直管型覆膜支架及输送系统(短主体)","是","是",null,"血管支架","f32","cq320000112"]
[103,115,"周围血管介入类","覆膜支架(胸主动脉专用)","直管型覆膜支架及输送系统(商品名:Hercules)(短主体)","上海微创心脉医疗科技（集团）股份有限公司","913101150512565326","上海微创心脉医疗科技（集团）股份有限公司","C0206050010001002501","0000893","","88268325-6a55-11ea-9dc4-fa163e0a8baf","近端直径：D1（mm）：42、远端直径：D2（mm）：34；覆膜段长度：L1（mm） ：70、裸段长度：L2（mm） ：15","HT4234-070-1500","血管介入治疗类材料","国械注准20153130517","直管型覆膜支架及输送系统(短主体)","是","是",null,"血管支架","f32","cq320000112"]
[104,115,"周围血管介入类","覆膜支架(胸主动脉专用)","直管型覆膜支架及输送系统(商品名:Hercules)(短主体)","上海微创心脉医疗科技（集团）股份有限公司","913101150512565326","上海微创心脉医疗科技（集团）股份有限公司","C0206050010001002501","0000894","","882685f8-6a55-11ea-9dc4-fa163e0a8baf","近端直径：D1（mm）：44、远端直径：D2（mm）：42；覆膜段长度：L1（mm） ：90、裸段长度：L2（mm） ：20","HT4442-090-2000","血管介入治疗类材料","国械注准20153130517","直管型覆膜支架及输送系统(短主体)","是","是",null,"血管支架","f32","cq320000112"]
[105,115,"周围血管介入类","覆膜支架(胸主动脉专用)","直管型覆膜支架及输送系统(商品名:Hercules)(短主体)","上海微创心脉医疗科技（集团）股份有限公司","913101150512565326","上海微创心脉医疗科技（集团）股份有限公司","C0206050010001002501","0000895","","882688a5-6a55-11ea-9dc4-fa163e0a8baf","近端直径：D1（mm）：30、远端直径：D2（mm）：30；覆膜段长度：L1（mm） ：90、裸段长度：L2（mm） ：20","HT3030-090-2000","血管介入治疗类材料","国械注准20153130517","直管型覆膜支架及输送系统(短主体)","是","是",null,"血管支架","f32","cq320000112"]
[106,115,"周围血管介入类","覆膜支架(胸主动脉专用)","直管型覆膜支架及输送系统(商品名:Hercules)(短主体)","上海微创心脉医疗科技（集团）股份有限公司","913101150512565326","上海微创心脉医疗科技（集团）股份有限公司","C0206050010001002501","0000896","","88268d8e-6a55-11ea-9dc4-fa163e0a8baf","近端直径：D1（mm）：42、远端直径：D2（mm）：42；覆膜段长度：L1（mm） ：90、裸段长度：L2（mm） ：20","HT4242-090-2000","血管介入治疗类材料","国械注准20153130517","直管型覆膜支架及输送系统(短主体)","是","是",null,"血管支架","f32","cq320000112"]
[107,115,"周围血管介入类","覆膜支架(胸主动脉专用)","直管型覆膜支架及输送系统(商品名:Hercules)(短主体)","上海微创心脉医疗科技（集团）股份有限公司","913101150512565326","上海微创心脉医疗科技（集团）股份有限公司","C0206050010001002501","0000897","","8826903d-6a55-11ea-9dc4-fa163e0a8baf","近端直径：D1（mm）：34、远端直径：D2（mm）：28；覆膜段长度：L1（mm） ：80、裸段长度：L2（mm） ：20","HT3428-080-2000","血管介入治疗类材料","国械注准20153130517","直管型覆膜支架及输送系统(短主体)","是","是",null,"血管支架","f32","cq320000112"]
[108,115,"周围血管介入类","覆膜支架(胸主动脉专用)","直管型覆膜支架及输送系统(商品名:Hercules)(短主体)","上海微创心脉医疗科技（集团）股份有限公司","913101150512565326","上海微创心脉医疗科技（集团）股份有限公司","C0206050010001002501","0000898","","882692f1-6a55-11ea-9dc4-fa163e0a8baf","近端直径：D1（mm）：36、远端直径：D2（mm）：26；覆膜段长度：L1（mm） ：80、裸段长度：L2（mm） ：20","HT3626-080-2000","血管介入治疗类材料","国械注准20153130517","直管型覆膜支架及输送系统(短主体)","是","是",null,"血管支架","f32","cq320000112"]
[109,115,"周围血管介入类","覆膜支架(胸主动脉专用)","直管型覆膜支架及输送系统(商品名:Hercules)(短主体)","上海微创心脉医疗科技（集团）股份有限公司","913101150512565326","上海微创心脉医疗科技（集团）股份有限公司","C0206050010001002501","0000899","","882695b0-6a55-11ea-9dc4-fa163e0a8baf","近端直径：D1（mm）：40、远端直径：D2（mm）：40；覆膜段长度：L1（mm） ：90、裸段长度：L2（mm） ：15","HT4040-090-1500","血管介入治疗类材料","国械注准20153130517","直管型覆膜支架及输送系统(短主体)","是","是",null,"血管支架","f32","cq320000112"]
[110,115,"周围血管介入类","覆膜支架(胸主动脉专用)","直管型覆膜支架及输送系统(商品名:Hercules)(短主体)","上海微创心脉医疗科技（集团）股份有限公司","913101150512565326","上海微创心脉医疗科技（集团）股份有限公司","C0206050010001002501","0000900","","88269896-6a55-11ea-9dc4-fa163e0a8baf","近端直径：D1（mm）：42、远端直径：D2（mm）：30；覆膜段长度：L1（mm） ：70、裸段长度：L2（mm） ：20","HT4230-070-2000","血管介入治疗类材料","国械注准20153130517","直管型覆膜支架及输送系统(短主体)","是","是",null,"血管支架","f32","cq320000112"]
[111,115,"周围血管介入类","覆膜支架(胸主动脉专用)","直管型覆膜支架及输送系统(商品名:Hercules)(短主体)","上海微创心脉医疗科技（集团）股份有限公司","913101150512565326","上海微创心脉医疗科技（集团）股份有限公司","C0206050010001002501","0000901","","88269daa-6a55-11ea-9dc4-fa163e0a8baf","近端直径：D1（mm）：44、远端直径：D2（mm）：40；覆膜段长度：L1（mm） ：70、裸段长度：L2（mm） ：20","HT4440-070-2000","血管介入治疗类材料","国械注准20153130517","直管型覆膜支架及输送系统(短主体)","是","是",null,"血管支架","f32","cq320000112"]
[112,115,"周围血管介入类","覆膜支架(胸主动脉专用)","直管型覆膜支架及输送系统(商品名:Hercules)(短主体)","上海微创心脉医疗科技（集团）股份有限公司","913101150512565326","上海微创心脉医疗科技（集团）股份有限公司","C0206050010001002501","0000902","","8826a075-6a55-11ea-9dc4-fa163e0a8baf","近端直径：D1（mm）：30、远端直径：D2（mm）：20；覆膜段长度：L1（mm） ：80、裸段长度：L2（mm） ：20","HT3020-080-2000","血管介入治疗类材料","国械注准20153130517","直管型覆膜支架及输送系统(短主体)","是","是",null,"血管支架","f32","cq320000112"]
[113,115,"周围血管介入类","覆膜支架(胸主动脉专用)","直管型覆膜支架及输送系统(商品名:Hercules)(短主体)","上海微创心脉医疗科技（集团）股份有限公司","913101150512565326","上海微创心脉医疗科技（集团）股份有限公司","C0206050010001002501","0000903","","8826a325-6a55-11ea-9dc4-fa163e0a8baf","近端直径：D1（mm）：16、远端直径：D2（mm）：26；覆膜段长度：L1（mm） ：80、裸段长度：L2（mm） ：0","HT1626-080-0000","血管介入治疗类材料","国械注准20153130517","直管型覆膜支架及输送系统(短主体)","是","是",null,"血管支架","f32","cq320000112"]
[114,115,"周围血管介入类","覆膜支架(胸主动脉专用)","直管型覆膜支架及输送系统(商品名:Hercules)(短主体)","上海微创心脉医疗科技（集团）股份有限公司","913101150512565326","上海微创心脉医疗科技（集团）股份有限公司","C0206050010001002501","0000904","","8826a5ca-6a55-11ea-9dc4-fa163e0a8baf","近端直径：D1（mm）：36、远端直径：D2（mm）：28；覆膜段长度：L1（mm） ：90、裸段长度：L2（mm） ：20","HT3628-090-2000","血管介入治疗类材料","国械注准20153130517","直管型覆膜支架及输送系统(短主体)","是","是",null,"血管支架","f32","cq320000112"]
[115,115,"周围血管介入类","覆膜支架(胸主动脉专用)","直管型覆膜支架及输送系统(商品名:Hercules)(短主体)","上海微创心脉医疗科技（集团）股份有限公司","913101150512565326","上海微创心脉医疗科技（集团）股份有限公司","C0206050010001002501","0000905","","8826abeb-6a55-11ea-9dc4-fa163e0a8baf","近端直径：D1（mm）：38、远端直径：D2（mm）：34；覆膜段长度：L1（mm） ：90、裸段长度：L2（mm） ：20","HT3834-090-2000","血管介入治疗类材料","国械注准20153130517","直管型覆膜支架及输送系统(短主体)","是","是",null,"血管支架","f32","cq320000112"]
[116,115,"周围血管介入类","覆膜支架(胸主动脉专用)","直管型覆膜支架及输送系统(商品名:Hercules)(短主体)","上海微创心脉医疗科技（集团）股份有限公司","913101150512565326","上海微创心脉医疗科技（集团）股份有限公司","C0206050010001002501","0000906","","8826ae9d-6a55-11ea-9dc4-fa163e0a8baf","近端直径：D1（mm）：44、远端直径：D2（mm）：40；覆膜段长度：L1（mm） ：90、裸段长度：L2（mm） ：15","HT4440-090-1500","血管介入治疗类材料","国械注准20153130517","直管型覆膜支架及输送系统(短主体)","是","是",null,"血管支架","f32","cq320000112"]
[117,115,"周围血管介入类","覆膜支架(胸主动脉专用)","直管型覆膜支架及输送系统(商品名:Hercules)(短主体)","上海微创心脉医疗科技（集团）股份有限公司","913101150512565326","上海微创心脉医疗科技（集团）股份有限公司","C0206050010001002501","0000907","","8826b964-6a55-11ea-9dc4-fa163e0a8baf","近端直径：D1（mm）：34、远端直径：D2（mm）：24；覆膜段长度：L1（mm） ：90、裸段长度：L2（mm） ：20","HT3424-090-2000","血管介入治疗类材料","国械注准20153130517","直管型覆膜支架及输送系统(短主体)","是","是",null,"血管支架","f32","cq320000112"]
[118,115,"周围血管介入类","覆膜支架(胸主动脉专用)","直管型覆膜支架及输送系统(商品名:Hercules)(短主体)","上海微创心脉医疗科技（集团）股份有限公司","913101150512565326","上海微创心脉医疗科技（集团）股份有限公司","C0206050010001002501","0000908","","8826bbf7-6a55-11ea-9dc4-fa163e0a8baf","近端直径：D1（mm）：44、远端直径：D2（mm）：38；覆膜段长度：L1（mm） ：80、裸段长度：L2（mm） ：20","HT4438-080-2000","血管介入治疗类材料","国械注准20153130517","直管型覆膜支架及输送系统(短主体)","是","是",null,"血管支架","f32","cq320000112"]
[119,115,"周围血管介入类","覆膜支架(胸主动脉专用)","直管型覆膜支架及输送系统(商品名:Hercules)(短主体)","上海微创心脉医疗科技（集团）股份有限公司","913101150512565326","上海微创心脉医疗科技（集团）股份有限公司","C0206050010001002501","0000909","","8826be5f-6a55-11ea-9dc4-fa163e0a8baf","近端直径：D1（mm）：42、远端直径：D2（mm）：36；覆膜段长度：L1（mm） ：60、裸段长度：L2（mm） ：15","HT4236-060-1500","血管介入治疗类材料","国械注准20153130517","直管型覆膜支架及输送系统(短主体)","是","是",null,"血管支架","f32","cq320000112"]
[120,115,"周围血管介入类","覆膜支架(胸主动脉专用)","直管型覆膜支架及输送系统(商品名:Hercules)(短主体)","上海微创心脉医疗科技（集团）股份有限公司","913101150512565326","上海微创心脉医疗科技（集团）股份有限公司","C0206050010001002501","0000910","","8826c0c1-6a55-11ea-9dc4-fa163e0a8baf","近端直径：D1（mm）：34、远端直径：D2（mm）：26；覆膜段长度：L1（mm） ：90、裸段长度：L2（mm） ：20","HT3426-090-2000","血管介入治疗类材料","国械注准20153130517","直管型覆膜支架及输送系统(短主体)","是","是",null,"血管支架","f32","cq320000112"]
[121,115,"周围血管介入类","覆膜支架(胸主动脉专用)","直管型覆膜支架及输送系统(商品名:Hercules)(短主体)","上海微创心脉医疗科技（集团）股份有限公司","913101150512565326","上海微创心脉医疗科技（集团）股份有限公司","C0206050010001002501","0000911","","8826c7c8-6a55-11ea-9dc4-fa163e0a8baf","近端直径：D1（mm）：14、远端直径：D2（mm）：18；覆膜段长度：L1（mm） ：90、裸段长度：L2（mm） ：0","HT1418-090-0000","血管介入治疗类材料","国械注准20153130517","直管型覆膜支架及输送系统(短主体)","是","是",null,"血管支架","f32","cq320000112"]
[122,115,"周围血管介入类","覆膜支架(胸主动脉专用)","直管型覆膜支架及输送系统(商品名:Hercules)(短主体)","上海微创心脉医疗科技（集团）股份有限公司","913101150512565326","上海微创心脉医疗科技（集团）股份有限公司","C0206050010001002501","0000912","","8826ca6e-6a55-11ea-9dc4-fa163e0a8baf","近端直径：D1（mm）：42、远端直径：D2（mm）：40；覆膜段长度：L1（mm） ：60、裸段长度：L2（mm） ：20","HT4240-060-2000","血管介入治疗类材料","国械注准20153130517","直管型覆膜支架及输送系统(短主体)","是","是",null,"血管支架","f32","cq320000112"]
[123,115,"周围血管介入类","覆膜支架(胸主动脉专用)","直管型覆膜支架及输送系统(商品名:Hercules)(短主体)","上海微创心脉医疗科技（集团）股份有限公司","913101150512565326","上海微创心脉医疗科技（集团）股份有限公司","C0206050010001002501","0000913","","8826ccff-6a55-11ea-9dc4-fa163e0a8baf","近端直径：D1（mm）：34、远端直径：D2（mm）：30；覆膜段长度：L1（mm） ：80、裸段长度：L2（mm） ：20","HT3430-080-2000","血管介入治疗类材料","国械注准20153130517","直管型覆膜支架及输送系统(短主体)","是","是",null,"血管支架","f32","cq320000112"]
[124,115,"周围血管介入类","覆膜支架(胸主动脉专用)","直管型覆膜支架及输送系统(商品名:Hercules)(短主体)","上海微创心脉医疗科技（集团）股份有限公司","913101150512565326","上海微创心脉医疗科技（集团）股份有限公司","C0206050010001002501","0000914","","8826cf7a-6a55-11ea-9dc4-fa163e0a8baf","近端直径：D1（mm）：40、远端直径：D2（mm）：32；覆膜段长度：L1（mm） ：60、裸段长度：L2（mm） ：20","HT4032-060-2000","血管介入治疗类材料","国械注准20153130517","直管型覆膜支架及输送系统(短主体)","是","是",null,"血管支架","f32","cq320000112"]
[125,115,"周围血管介入类","覆膜支架(胸主动脉专用)","直管型覆膜支架及输送系统(商品名:Hercules)(短主体)","上海微创心脉医疗科技（集团）股份有限公司","913101150512565326","上海微创心脉医疗科技（集团）股份有限公司","C0206050010001002501","0000915","","8826d1fd-6a55-11ea-9dc4-fa163e0a8baf","近端直径：D1（mm）：38、远端直径：D2（mm）：28；覆膜段长度：L1（mm） ：80、裸段长度：L2（mm） ：15","HT3828-080-1500","血管介入治疗类材料","国械注准20153130517","直管型覆膜支架及输送系统(短主体)","是","是",null,"血管支架","f32","cq320000112"]
[126,115,"周围血管介入类","覆膜支架(胸主动脉专用)","直管型覆膜支架及输送系统(商品名:Hercules)(短主体)","上海微创心脉医疗科技（集团）股份有限公司","913101150512565326","上海微创心脉医疗科技（集团）股份有限公司","C0206050010001002501","0000917","","8826d742-6a55-11ea-9dc4-fa163e0a8baf","近端直径：D1（mm）：38、远端直径：D2（mm）：30；覆膜段长度：L1（mm） ：80、裸段长度：L2（mm） ：15","HT3830-080-1500","血管介入治疗类材料","国械注准20153130517","直管型覆膜支架及输送系统(短主体)","是","是",null,"血管支架","f32","cq320000112"]
[127,115,"周围血管介入类","覆膜支架(胸主动脉专用)","直管型覆膜支架及输送系统(商品名:Hercules)(短主体)","上海微创心脉医疗科技（集团）股份有限公司","913101150512565326","上海微创心脉医疗科技（集团）股份有限公司","C0206050010001002501","0000918","","8826d99d-6a55-11ea-9dc4-fa163e0a8baf","近端直径：D1（mm）：38、远端直径：D2（mm）：32；覆膜段长度：L1（mm） ：60、裸段长度：L2（mm） ：20","HT3832-060-2000","血管介入治疗类材料","国械注准20153130517","直管型覆膜支架及输送系统(短主体)","是","是",null,"血管支架","f32","cq320000112"]
[128,115,"周围血管介入类","覆膜支架(胸主动脉专用)","直管型覆膜支架及输送系统(商品名:Hercules)(短主体)","上海微创心脉医疗科技（集团）股份有限公司","913101150512565326","上海微创心脉医疗科技（集团）股份有限公司","C0206050010001002501","0000920","","8826de54-6a55-11ea-9dc4-fa163e0a8baf","近端直径：D1（mm）：44、远端直径：D2（mm）：34；覆膜段长度：L1（mm） ：60、裸段长度：L2（mm） ：20","HT4434-060-2000","血管介入治疗类材料","国械注准20153130517","直管型覆膜支架及输送系统(短主体)","是","是",null,"血管支架","f32","cq320000112"]
[129,115,"周围血管介入类","覆膜支架(胸主动脉专用)","直管型覆膜支架及输送系统(商品名:Hercules)(短主体)","上海微创心脉医疗科技（集团）股份有限公司","913101150512565326","上海微创心脉医疗科技（集团）股份有限公司","C0206050010001002501","0000921","","8826e1c1-6a55-11ea-9dc4-fa163e0a8baf","近端直径：D1（mm）：44、远端直径：D2（mm）：38；覆膜段长度：L1（mm） ：90、裸段长度：L2（mm） ：20","HT4438-090-2000","血管介入治疗类材料","国械注准20153130517","直管型覆膜支架及输送系统(短主体)","是","是",null,"血管支架","f32","cq320000112"]
[130,115,"周围血管介入类","覆膜支架(胸主动脉专用)","直管型覆膜支架及输送系统(商品名:Hercules)(短主体)","上海微创心脉医疗科技（集团）股份有限公司","913101150512565326","上海微创心脉医疗科技（集团）股份有限公司","C0206050010001002501","0000922","","8826e3fc-6a55-11ea-9dc4-fa163e0a8baf","近端直径：D1（mm）：24、远端直径：D2（mm）：22；覆膜段长度：L1（mm） ：90、裸段长度：L2（mm） ：15","HT2422-090-1500","血管介入治疗类材料","国械注准20153130517","直管型覆膜支架及输送系统(短主体)","是","是",null,"血管支架","f32","cq320000112"]
[131,115,"周围血管介入类","覆膜支架(胸主动脉专用)","直管型覆膜支架及输送系统(商品名:Hercules)(短主体)","上海微创心脉医疗科技（集团）股份有限公司","913101150512565326","上海微创心脉医疗科技（集团）股份有限公司","C0206050010001002501","0000923","","8826e8a2-6a55-11ea-9dc4-fa163e0a8baf","近端直径：D1（mm）：36、远端直径：D2（mm）：34；覆膜段长度：L1（mm） ：80、裸段长度：L2（mm） ：20","HT3634-080-2000","血管介入治疗类材料","国械注准20153130517","直管型覆膜支架及输送系统(短主体)","是","是",null,"血管支架","f32","cq320000112"]
[132,115,"周围血管介入类","覆膜支架(胸主动脉专用)","直管型覆膜支架及输送系统(商品名:Hercules)(短主体)","上海微创心脉医疗科技（集团）股份有限公司","913101150512565326","上海微创心脉医疗科技（集团）股份有限公司","C0206050010001002501","0000924","","8826eac4-6a55-11ea-9dc4-fa163e0a8baf","近端直径：D1（mm）：44、远端直径：D2（mm）：38；覆膜段长度：L1（mm） ：70、裸段长度：L2（mm） ：15","HT4438-070-1500","血管介入治疗类材料","国械注准20153130517","直管型覆膜支架及输送系统(短主体)","是","是",null,"血管支架","f32","cq320000112"]
[133,115,"周围血管介入类","覆膜支架(胸主动脉专用)","直管型覆膜支架及输送系统(商品名:Hercules)(短主体)","上海微创心脉医疗科技（集团）股份有限公司","913101150512565326","上海微创心脉医疗科技（集团）股份有限公司","C0206050010001002501","0000925","","8826ecbb-6a55-11ea-9dc4-fa163e0a8baf","近端直径：D1（mm）：38、远端直径：D2（mm）：38；覆膜段长度：L1（mm） ：80、裸段长度：L2（mm） ：15","HT3838-080-1500","血管介入治疗类材料","国械注准20153130517","直管型覆膜支架及输送系统(短主体)","是","是",null,"血管支架","f32","cq320000112"]
[134,115,"周围血管介入类","覆膜支架(胸主动脉专用)","直管型覆膜支架及输送系统(商品名:Hercules)(短主体)","上海微创心脉医疗科技（集团）股份有限公司","913101150512565326","上海微创心脉医疗科技（集团）股份有限公司","C0206050010001002501","0000926","","8826eeb3-6a55-11ea-9dc4-fa163e0a8baf","近端直径：D1（mm）：16、远端直径：D2（mm）：22；覆膜段长度：L1（mm） ：90、裸段长度：L2（mm） ：0","HT1622-090-0000","血管介入治疗类材料","国械注准20153130517","直管型覆膜支架及输送系统(短主体)","是","是",null,"血管支架","f32","cq320000112"]
[135,115,"周围血管介入类","覆膜支架(胸主动脉专用)","直管型覆膜支架及输送系统(商品名:Hercules)(短主体)","上海微创心脉医疗科技（集团）股份有限公司","913101150512565326","上海微创心脉医疗科技（集团）股份有限公司","C0206050010001002501","0000927","","8826f0aa-6a55-11ea-9dc4-fa163e0a8baf","近端直径：D1（mm）：42、远端直径：D2（mm）：38；覆膜段长度：L1（mm） ：60、裸段长度：L2（mm） ：20","HT4238-060-2000","血管介入治疗类材料","国械注准20153130517","直管型覆膜支架及输送系统(短主体)","是","是",null,"血管支架","f32","cq320000112"]
[136,115,"周围血管介入类","覆膜支架(胸主动脉专用)","直管型覆膜支架及输送系统(商品名:Hercules)(短主体)","上海微创心脉医疗科技（集团）股份有限公司","913101150512565326","上海微创心脉医疗科技（集团）股份有限公司","C0206050010001002501","0000928","","8826f2be-6a55-11ea-9dc4-fa163e0a8baf","近端直径：D1（mm）：36、远端直径：D2（mm）：36；覆膜段长度：L1（mm） ：60、裸段长度：L2（mm） ：20","HT3636-060-2000","血管介入治疗类材料","国械注准20153130517","直管型覆膜支架及输送系统(短主体)","是","是",null,"血管支架","f32","cq320000112"]
[137,115,"周围血管介入类","覆膜支架(胸主动脉专用)","直管型覆膜支架及输送系统(商品名:Hercules)(短主体)","上海微创心脉医疗科技（集团）股份有限公司","913101150512565326","上海微创心脉医疗科技（集团）股份有限公司","C0206050010001002501","0000929","","8826f4c5-6a55-11ea-9dc4-fa163e0a8baf","近端直径：D1（mm）：22、远端直径：D2（mm）：20；覆膜段长度：L1（mm） ：60、裸段长度：L2（mm） ：15","HT2220-060-1500","血管介入治疗类材料","国械注准20153130517","直管型覆膜支架及输送系统(短主体)","是","是",null,"血管支架","f32","cq320000112"]
[138,115,"周围血管介入类","覆膜支架(胸主动脉专用)","直管型覆膜支架及输送系统(商品名:Hercules)(短主体)","上海微创心脉医疗科技（集团）股份有限公司","913101150512565326","上海微创心脉医疗科技（集团）股份有限公司","C0206050010001002501","0000930","","8826f6b7-6a55-11ea-9dc4-fa163e0a8baf","近端直径：D1（mm）：28、远端直径：D2（mm）：26；覆膜段长度：L1（mm） ：90、裸段长度：L2（mm） ：15","HT2826-090-1500","血管介入治疗类材料","国械注准20153130517","直管型覆膜支架及输送系统(短主体)","是","是",null,"血管支架","f32","cq320000112"]
[139,115,"周围血管介入类","覆膜支架(胸主动脉专用)","直管型覆膜支架及输送系统(商品名:Hercules)(短主体)","上海微创心脉医疗科技（集团）股份有限公司","913101150512565326","上海微创心脉医疗科技（集团）股份有限公司","C0206050010001002501","0000931","","8826f8a1-6a55-11ea-9dc4-fa163e0a8baf","近端直径：D1（mm）：44、远端直径：D2（mm）：34；覆膜段长度：L1（mm） ：90、裸段长度：L2（mm） ：20","HT4434-090-2000","血管介入治疗类材料","国械注准20153130517","直管型覆膜支架及输送系统(短主体)","是","是",null,"血管支架","f32","cq320000112"]
[140,115,"周围血管介入类","覆膜支架(胸主动脉专用)","直管型覆膜支架及输送系统(商品名:Hercules)(短主体)","上海微创心脉医疗科技（集团）股份有限公司","913101150512565326","上海微创心脉医疗科技（集团）股份有限公司","C0206050010001002501","0000932","","8826faed-6a55-11ea-9dc4-fa163e0a8baf","近端直径：D1（mm）：20、远端直径：D2（mm）：20；覆膜段长度：L1（mm） ：90、裸段长度：L2（mm） ：15","HT2020-090-1500","血管介入治疗类材料","国械注准20153130517","直管型覆膜支架及输送系统(短主体)","是","是",null,"血管支架","f32","cq320000112"]
[141,115,"周围血管介入类","覆膜支架(胸主动脉专用)","直管型覆膜支架及输送系统(商品名:Hercules)(短主体)","上海微创心脉医疗科技（集团）股份有限公司","913101150512565326","上海微创心脉医疗科技（集团）股份有限公司","C0206050010001002501","0000933","","8826feca-6a55-11ea-9dc4-fa163e0a8baf","近端直径：D1（mm）：44、远端直径：D2（mm）：38；覆膜段长度：L1（mm） ：90、裸段长度：L2（mm） ：15","HT4438-090-1500","血管介入治疗类材料","国械注准20153130517","直管型覆膜支架及输送系统(短主体)","是","是",null,"血管支架","f32","cq320000112"]
[142,115,"周围血管介入类","覆膜支架(胸主动脉专用)","直管型覆膜支架及输送系统(商品名:Hercules)(短主体)","上海微创心脉医疗科技（集团）股份有限公司","913101150512565326","上海微创心脉医疗科技（集团）股份有限公司","C0206050010001002501","0000934","","882700ee-6a55-11ea-9dc4-fa163e0a8baf","近端直径：D1（mm）：38、远端直径：D2（mm）：30；覆膜段长度：L1（mm） ：80、裸段长度：L2（mm） ：20","HT3830-080-2000","血管介入治疗类材料","国械注准20153130517","直管型覆膜支架及输送系统(短主体)","是","是",null,"血管支架","f32","cq320000112"]
[143,115,"周围血管介入类","覆膜支架(胸主动脉专用)","直管型覆膜支架及输送系统(商品名:Hercules)(短主体)","上海微创心脉医疗科技（集团）股份有限公司","913101150512565326","上海微创心脉医疗科技（集团）股份有限公司","C0206050010001002501","0000935","","8827033a-6a55-11ea-9dc4-fa163e0a8baf","近端直径：D1（mm）：14、远端直径：D2（mm）：26；覆膜段长度：L1（mm） ：70、裸段长度：L2（mm） ：0","HT1426-070-0000","血管介入治疗类材料","国械注准20153130517","直管型覆膜支架及输送系统(短主体)","是","是",null,"血管支架","f32","cq320000112"]
[144,115,"周围血管介入类","覆膜支架(胸主动脉专用)","直管型覆膜支架及输送系统(商品名:Hercules)(短主体)","上海微创心脉医疗科技（集团）股份有限公司","913101150512565326","上海微创心脉医疗科技（集团）股份有限公司","C0206050010001002501","0000937","","8827073d-6a55-11ea-9dc4-fa163e0a8baf","近端直径：D1（mm）：44、远端直径：D2（mm）：42；覆膜段长度：L1（mm） ：60、裸段长度：L2（mm） ：20","HT4442-060-2000","血管介入治疗类材料","国械注准20153130517","直管型覆膜支架及输送系统(短主体)","是","是",null,"血管支架","f32","cq320000112"]
[145,115,"周围血管介入类","覆膜支架(胸主动脉专用)","直管型覆膜支架及输送系统(商品名:Hercules)(短主体)","上海微创心脉医疗科技（集团）股份有限公司","913101150512565326","上海微创心脉医疗科技（集团）股份有限公司","C0206050010001002501","0000938","","88270947-6a55-11ea-9dc4-fa163e0a8baf","近端直径：D1（mm）：36、远端直径：D2（mm）：26；覆膜段长度：L1（mm） ：70、裸段长度：L2（mm） ：20","HT3626-070-2000","血管介入治疗类材料","国械注准20153130517","直管型覆膜支架及输送系统(短主体)","是","是",null,"血管支架","f32","cq320000112"]
[146,115,"周围血管介入类","覆膜支架(胸主动脉专用)","直管型覆膜支架及输送系统(商品名:Hercules)(短主体)","上海微创心脉医疗科技（集团）股份有限公司","913101150512565326","上海微创心脉医疗科技（集团）股份有限公司","C0206050010001002501","0000939","","88270b5a-6a55-11ea-9dc4-fa163e0a8baf","近端直径：D1（mm）：36、远端直径：D2（mm）：34；覆膜段长度：L1（mm） ：90、裸段长度：L2（mm） ：20","HT3634-090-2000","血管介入治疗类材料","国械注准20153130517","直管型覆膜支架及输送系统(短主体)","是","是",null,"血管支架","f32","cq320000112"]
[147,115,"周围血管介入类","覆膜支架(胸主动脉专用)","直管型覆膜支架及输送系统(商品名:Hercules)(短主体)","上海微创心脉医疗科技（集团）股份有限公司","913101150512565326","上海微创心脉医疗科技（集团）股份有限公司","C0206050010001002501","0000940","","88270d60-6a55-11ea-9dc4-fa163e0a8baf","近端直径：D1（mm）：44、远端直径：D2（mm）：36；覆膜段长度：L1（mm） ：80、裸段长度：L2（mm） ：15","HT4436-080-1500","血管介入治疗类材料","国械注准20153130517","直管型覆膜支架及输送系统(短主体)","是","是",null,"血管支架","f32","cq320000112"]
[148,115,"周围血管介入类","覆膜支架(胸主动脉专用)","直管型覆膜支架及输送系统(商品名:Hercules)(短主体)","上海微创心脉医疗科技（集团）股份有限公司","913101150512565326","上海微创心脉医疗科技（集团）股份有限公司","C0206050010001002501","0000941","","88270f5e-6a55-11ea-9dc4-fa163e0a8baf","近端直径：D1（mm）：42、远端直径：D2（mm）：34；覆膜段长度：L1（mm） ：80、裸段长度：L2（mm） ：15","HT4234-080-1500","血管介入治疗类材料","国械注准20153130517","直管型覆膜支架及输送系统(短主体)","是","是",null,"血管支架","f32","cq320000112"]
[149,115,"周围血管介入类","覆膜支架(胸主动脉专用)","直管型覆膜支架及输送系统(商品名:Hercules)(短主体)","上海微创心脉医疗科技（集团）股份有限公司","913101150512565326","上海微创心脉医疗科技（集团）股份有限公司","C0206050010001002501","0000942","","8827117f-6a55-11ea-9dc4-fa163e0a8baf","近端直径：D1（mm）：30、远端直径：D2（mm）：26；覆膜段长度：L1（mm） ：70、裸段长度：L2（mm） ：20","HT3026-070-2000","血管介入治疗类材料","国械注准20153130517","直管型覆膜支架及输送系统(短主体)","是","是",null,"血管支架","f32","cq320000112"]
[150,115,"周围血管介入类","覆膜支架(胸主动脉专用)","直管型覆膜支架及输送系统(商品名:Hercules)(短主体)","上海微创心脉医疗科技（集团）股份有限公司","913101150512565326","上海微创心脉医疗科技（集团）股份有限公司","C0206050010001002501","0000943","","88271376-6a55-11ea-9dc4-fa163e0a8baf","近端直径：D1（mm）：42、远端直径：D2（mm）：38；覆膜段长度：L1（mm） ：70、裸段长度：L2（mm） ：15","HT4238-070-1500","血管介入治疗类材料","国械注准20153130517","直管型覆膜支架及输送系统(短主体)","是","是",null,"血管支架","f32","cq320000112"]
[151,115,"周围血管介入类","覆膜支架(胸主动脉专用)","直管型覆膜支架及输送系统(商品名:Hercules)(短主体)","上海微创心脉医疗科技（集团）股份有限公司","913101150512565326","上海微创心脉医疗科技（集团）股份有限公司","C0206050010001002501","0000944","","882717c6-6a55-11ea-9dc4-fa163e0a8baf","近端直径：D1（mm）：38、远端直径：D2（mm）：30；覆膜段长度：L1（mm） ：70、裸段长度：L2（mm） ：15","HT3830-070-1500","血管介入治疗类材料","国械注准20153130517","直管型覆膜支架及输送系统(短主体)","是","是",null,"血管支架","f32","cq320000112"]
[152,115,"周围血管介入类","覆膜支架(胸主动脉专用)","直管型覆膜支架及输送系统(商品名:Hercules)(短主体)","上海微创心脉医疗科技（集团）股份有限公司","913101150512565326","上海微创心脉医疗科技（集团）股份有限公司","C0206050010001002501","0000945","","882719da-6a55-11ea-9dc4-fa163e0a8baf","近端直径：D1（mm）：40、远端直径：D2（mm）：28；覆膜段长度：L1（mm） ：70、裸段长度：L2（mm） ：20","HT4028-070-2000","血管介入治疗类材料","国械注准20153130517","直管型覆膜支架及输送系统(短主体)","是","是",null,"血管支架","f32","cq320000112"]
[153,115,"周围血管介入类","覆膜支架(胸主动脉专用)","直管型覆膜支架及输送系统(商品名:Hercules)(短主体)","上海微创心脉医疗科技（集团）股份有限公司","913101150512565326","上海微创心脉医疗科技（集团）股份有限公司","C0206050010001002501","0000946","","88271bdb-6a55-11ea-9dc4-fa163e0a8baf","近端直径：D1（mm）：18、远端直径：D2（mm）：22；覆膜段长度：L1（mm） ：90、裸段长度：L2（mm） ：0","HT1822-090-0000","血管介入治疗类材料","国械注准20153130517","直管型覆膜支架及输送系统(短主体)","是","是",null,"血管支架","f32","cq320000112"]
[154,115,"周围血管介入类","覆膜支架(胸主动脉专用)","直管型覆膜支架及输送系统(商品名:Hercules)(短主体)","上海微创心脉医疗科技（集团）股份有限公司","913101150512565326","上海微创心脉医疗科技（集团）股份有限公司","C0206050010001002501","0000947","","88271deb-6a55-11ea-9dc4-fa163e0a8baf","近端直径：D1（mm）：26、远端直径：D2（mm）：22；覆膜段长度：L1（mm） ：60、裸段长度：L2（mm） ：15","HT2622-060-1500","血管介入治疗类材料","国械注准20153130517","直管型覆膜支架及输送系统(短主体)","是","是",null,"血管支架","f32","cq320000112"]
[155,115,"周围血管介入类","覆膜支架(胸主动脉专用)","直管型覆膜支架及输送系统(商品名:Hercules)(短主体)","上海微创心脉医疗科技（集团）股份有限公司","913101150512565326","上海微创心脉医疗科技（集团）股份有限公司","C0206050010001002501","0000948","","88271fe9-6a55-11ea-9dc4-fa163e0a8baf","近端直径：D1（mm）：42、远端直径：D2（mm）：40；覆膜段长度：L1（mm） ：70、裸段长度：L2（mm） ：20","HT4240-070-2000","血管介入治疗类材料","国械注准20153130517","直管型覆膜支架及输送系统(短主体)","是","是",null,"血管支架","f32","cq320000112"]
[156,115,"周围血管介入类","覆膜支架(胸主动脉专用)","直管型覆膜支架及输送系统(商品名:Hercules)(短主体)","上海微创心脉医疗科技（集团）股份有限公司","913101150512565326","上海微创心脉医疗科技（集团）股份有限公司","C0206050010001002501","0000949","","882721de-6a55-11ea-9dc4-fa163e0a8baf","近端直径：D1（mm）：34、远端直径：D2（mm）：24；覆膜段长度：L1（mm） ：80、裸段长度：L2（mm） ：20","HT3424-080-2000","血管介入治疗类材料","国械注准20153130517","直管型覆膜支架及输送系统(短主体)","是","是",null,"血管支架","f32","cq320000112"]
[157,115,"周围血管介入类","覆膜支架(胸主动脉专用)","直管型覆膜支架及输送系统(商品名:Hercules)(短主体)","上海微创心脉医疗科技（集团）股份有限公司","913101150512565326","上海微创心脉医疗科技（集团）股份有限公司","C0206050010001002501","0000950","","882723da-6a55-11ea-9dc4-fa163e0a8baf","近端直径：D1（mm）：40、远端直径：D2（mm）：30；覆膜段长度：L1（mm） ：90、裸段长度：L2（mm） ：20","HT4030-090-2000","血管介入治疗类材料","国械注准20153130517","直管型覆膜支架及输送系统(短主体)","是","是",null,"血管支架","f32","cq320000112"]
[158,115,"周围血管介入类","覆膜支架(胸主动脉专用)","直管型覆膜支架及输送系统(商品名:Hercules)(短主体)","上海微创心脉医疗科技（集团）股份有限公司","913101150512565326","上海微创心脉医疗科技（集团）股份有限公司","C0206050010001002501","0000951","","882725d1-6a55-11ea-9dc4-fa163e0a8baf","近端直径：D1（mm）：44、远端直径：D2（mm）：44；覆膜段长度：L1（mm） ：90、裸段长度：L2（mm） ：20","HT4444-090-2000","血管介入治疗类材料","国械注准20153130517","直管型覆膜支架及输送系统(短主体)","是","是",null,"血管支架","f32","cq320000112"]
[159,115,"周围血管介入类","覆膜支架(胸主动脉专用)","直管型覆膜支架及输送系统(商品名:Hercules)(短主体)","上海微创心脉医疗科技（集团）股份有限公司","913101150512565326","上海微创心脉医疗科技（集团）股份有限公司","C0206050010001002501","0000952","","882727c8-6a55-11ea-9dc4-fa163e0a8baf","近端直径：D1（mm）：44、远端直径：D2（mm）：38；覆膜段长度：L1（mm） ：80、裸段长度：L2（mm） ：15","HT4438-080-1500","血管介入治疗类材料","国械注准20153130517","直管型覆膜支架及输送系统(短主体)","是","是",null,"血管支架","f32","cq320000112"]
[160,115,"周围血管介入类","覆膜支架(胸主动脉专用)","直管型覆膜支架及输送系统(商品名:Hercules)(短主体)","上海微创心脉医疗科技（集团）股份有限公司","913101150512565326","上海微创心脉医疗科技（集团）股份有限公司","C0206050010001002501","0000954","","88272c43-6a55-11ea-9dc4-fa163e0a8baf","近端直径：D1（mm）：34、远端直径：D2（mm）：26；覆膜段长度：L1（mm） ：80、裸段长度：L2（mm） ：20","HT3426-080-2000","血管介入治疗类材料","国械注准20153130517","直管型覆膜支架及输送系统(短主体)","是","是",null,"血管支架","f32","cq320000112"]
[161,115,"周围血管介入类","覆膜支架(胸主动脉专用)","直管型覆膜支架及输送系统(商品名:Hercules)(短主体)","上海微创心脉医疗科技（集团）股份有限公司","913101150512565326","上海微创心脉医疗科技（集团）股份有限公司","C0206050010001002501","0000955","","88272e4e-6a55-11ea-9dc4-fa163e0a8baf","近端直径：D1（mm）：28、远端直径：D2（mm）：24；覆膜段长度：L1（mm） ：90、裸段长度：L2（mm） ：15","HT2824-090-1500","血管介入治疗类材料","国械注准20153130517","直管型覆膜支架及输送系统(短主体)","是","是",null,"血管支架","f32","cq320000112"]
[162,115,"周围血管介入类","覆膜支架(胸主动脉专用)","直管型覆膜支架及输送系统(商品名:Hercules)(短主体)","上海微创心脉医疗科技（集团）股份有限公司","913101150512565326","上海微创心脉医疗科技（集团）股份有限公司","C0206050010001002501","0000956","","88273056-6a55-11ea-9dc4-fa163e0a8baf","近端直径：D1（mm）：14、远端直径：D2（mm）：14；覆膜段长度：L1（mm） ：70、裸段长度：L2（mm） ：0","HT1414-070-0000","血管介入治疗类材料","国械注准20153130517","直管型覆膜支架及输送系统(短主体)","是","是",null,"血管支架","f32","cq320000112"]
[163,115,"周围血管介入类","覆膜支架(胸主动脉专用)","直管型覆膜支架及输送系统(商品名:Hercules)(短主体)","上海微创心脉医疗科技（集团）股份有限公司","913101150512565326","上海微创心脉医疗科技（集团）股份有限公司","C0206050010001002501","0000957","","88273245-6a55-11ea-9dc4-fa163e0a8baf","近端直径：D1（mm）：14、远端直径：D2（mm）：24；覆膜段长度：L1（mm） ：70、裸段长度：L2（mm） ：0","HT1424-070-0000","血管介入治疗类材料","国械注准20153130517","直管型覆膜支架及输送系统(短主体)","是","是",null,"血管支架","f32","cq320000112"]
[164,115,"周围血管介入类","覆膜支架(胸主动脉专用)","直管型覆膜支架及输送系统(商品名:Hercules)(短主体)","上海微创心脉医疗科技（集团）股份有限公司","913101150512565326","上海微创心脉医疗科技（集团）股份有限公司","C0206050010001002501","0000959","","88273654-6a55-11ea-9dc4-fa163e0a8baf","近端直径：D1（mm）：38、远端直径：D2（mm）：34；覆膜段长度：L1（mm） ：80、裸段长度：L2（mm） ：20","HT3834-080-2000","血管介入治疗类材料","国械注准20153130517","直管型覆膜支架及输送系统(短主体)","是","是",null,"血管支架","f32","cq320000112"]
[165,115,"周围血管介入类","覆膜支架(胸主动脉专用)","直管型覆膜支架及输送系统(商品名:Hercules)(短主体)","上海微创心脉医疗科技（集团）股份有限公司","913101150512565326","上海微创心脉医疗科技（集团）股份有限公司","C0206050010001002501","0000960","","8827384d-6a55-11ea-9dc4-fa163e0a8baf","近端直径：D1（mm）：16、远端直径：D2（mm）：18；覆膜段长度：L1（mm） ：70、裸段长度：L2（mm） ：0","HT1618-070-0000","血管介入治疗类材料","国械注准20153130517","直管型覆膜支架及输送系统(短主体)","是","是",null,"血管支架","f32","cq320000112"]
[166,115,"周围血管介入类","覆膜支架(胸主动脉专用)","直管型覆膜支架及输送系统(商品名:Hercules)(短主体)","上海微创心脉医疗科技（集团）股份有限公司","913101150512565326","上海微创心脉医疗科技（集团）股份有限公司","C0206050010001002501","0000961","","88273a4f-6a55-11ea-9dc4-fa163e0a8baf","近端直径：D1（mm）：18、远端直径：D2（mm）：30；覆膜段长度：L1（mm） ：80、裸段长度：L2（mm） ：0","HT1830-080-0000","血管介入治疗类材料","国械注准20153130517","直管型覆膜支架及输送系统(短主体)","是","是",null,"血管支架","f32","cq320000112"]
[167,115,"周围血管介入类","覆膜支架(胸主动脉专用)","直管型覆膜支架及输送系统(商品名:Hercules)(短主体)","上海微创心脉医疗科技（集团）股份有限公司","913101150512565326","上海微创心脉医疗科技（集团）股份有限公司","C0206050010001002501","0000962","","88273c58-6a55-11ea-9dc4-fa163e0a8baf","近端直径：D1（mm）：34、远端直径：D2（mm）：32；覆膜段长度：L1（mm） ：80、裸段长度：L2（mm） ：20","HT3432-080-2000","血管介入治疗类材料","国械注准20153130517","直管型覆膜支架及输送系统(短主体)","是","是",null,"血管支架","f32","cq320000112"]
[168,115,"周围血管介入类","覆膜支架(胸主动脉专用)","直管型覆膜支架及输送系统(商品名:Hercules)(短主体)","上海微创心脉医疗科技（集团）股份有限公司","913101150512565326","上海微创心脉医疗科技（集团）股份有限公司","C0206050010001002501","0000963","","88273e6a-6a55-11ea-9dc4-fa163e0a8baf","近端直径：D1（mm）：28、远端直径：D2（mm）：24；覆膜段长度：L1（mm） ：80、裸段长度：L2（mm） ：15","HT2824-080-1500","血管介入治疗类材料","国械注准20153130517","直管型覆膜支架及输送系统(短主体)","是","是",null,"血管支架","f32","cq320000112"]
[169,115,"周围血管介入类","覆膜支架(胸主动脉专用)","直管型覆膜支架及输送系统(商品名:Hercules)(短主体)","上海微创心脉医疗科技（集团）股份有限公司","913101150512565326","上海微创心脉医疗科技（集团）股份有限公司","C0206050010001002501","0000964","","8827405f-6a55-11ea-9dc4-fa163e0a8baf","近端直径：D1（mm）：40、远端直径：D2（mm）：28；覆膜段长度：L1（mm） ：60、裸段长度：L2（mm） ：20","HT4028-060-2000","血管介入治疗类材料","国械注准20153130517","直管型覆膜支架及输送系统(短主体)","是","是",null,"血管支架","f32","cq320000112"]
[170,115,"周围血管介入类","覆膜支架(胸主动脉专用)","直管型覆膜支架及输送系统(商品名:Hercules)(短主体)","上海微创心脉医疗科技（集团）股份有限公司","913101150512565326","上海微创心脉医疗科技（集团）股份有限公司","C0206050010001002501","0000967","","88274676-6a55-11ea-9dc4-fa163e0a8baf","近端直径：D1（mm）：38、远端直径：D2（mm）：30；覆膜段长度：L1（mm） ：90、裸段长度：L2（mm） ：15","HT3830-090-1500","血管介入治疗类材料","国械注准20153130517","直管型覆膜支架及输送系统(短主体)","是","是",null,"血管支架","f32","cq320000112"]
[171,115,"周围血管介入类","覆膜支架(胸主动脉专用)","直管型覆膜支架及输送系统(商品名:Hercules)(短主体)","上海微创心脉医疗科技（集团）股份有限公司","913101150512565326","上海微创心脉医疗科技（集团）股份有限公司","C0206050010001002501","0000968","","88274872-6a55-11ea-9dc4-fa163e0a8baf","近端直径：D1（mm）：40、远端直径：D2（mm）：30；覆膜段长度：L1（mm） ：60、裸段长度：L2（mm） ：15","HT4030-060-1500","血管介入治疗类材料","国械注准20153130517","直管型覆膜支架及输送系统(短主体)","是","是",null,"血管支架","f32","cq320000112"]
[172,115,"周围血管介入类","覆膜支架(胸主动脉专用)","直管型覆膜支架及输送系统(商品名:Hercules)(短主体)","上海微创心脉医疗科技（集团）股份有限公司","913101150512565326","上海微创心脉医疗科技（集团）股份有限公司","C0206050010001002501","0000969","","88274a64-6a55-11ea-9dc4-fa163e0a8baf","近端直径：D1（mm）：32、远端直径：D2（mm）：26；覆膜段长度：L1（mm） ：70、裸段长度：L2（mm） ：20","HT3226-070-2000","血管介入治疗类材料","国械注准20153130517","直管型覆膜支架及输送系统(短主体)","是","是",null,"血管支架","f32","cq320000112"]
[173,115,"周围血管介入类","覆膜支架(胸主动脉专用)","直管型覆膜支架及输送系统(商品名:Hercules)(短主体)","上海微创心脉医疗科技（集团）股份有限公司","913101150512565326","上海微创心脉医疗科技（集团）股份有限公司","C0206050010001002501","0000970","","88274e2b-6a55-11ea-9dc4-fa163e0a8baf","近端直径：D1（mm）：28、远端直径：D2（mm）：28；覆膜段长度：L1（mm） ：90、裸段长度：L2（mm） ：15","HT2828-090-1500","血管介入治疗类材料","国械注准20153130517","直管型覆膜支架及输送系统(短主体)","是","是",null,"血管支架","f32","cq320000112"]
[174,115,"周围血管介入类","覆膜支架(胸主动脉专用)","直管型覆膜支架及输送系统(商品名:Hercules)(短主体)","上海微创心脉医疗科技（集团）股份有限公司","913101150512565326","上海微创心脉医疗科技（集团）股份有限公司","C0206050010001002501","0000971","","8827502e-6a55-11ea-9dc4-fa163e0a8baf","近端直径：D1（mm）：42、远端直径：D2（mm）：38；覆膜段长度：L1（mm） ：90、裸段长度：L2（mm） ：15","HT4238-090-1500","血管介入治疗类材料","国械注准20153130517","直管型覆膜支架及输送系统(短主体)","是","是",null,"血管支架","f32","cq320000112"]
[175,115,"周围血管介入类","覆膜支架(胸主动脉专用)","直管型覆膜支架及输送系统(商品名:Hercules)(短主体)","上海微创心脉医疗科技（集团）股份有限公司","913101150512565326","上海微创心脉医疗科技（集团）股份有限公司","C0206050010001002501","0000972","","88275262-6a55-11ea-9dc4-fa163e0a8baf","近端直径：D1（mm）：38、远端直径：D2（mm）：28；覆膜段长度：L1（mm） ：80、裸段长度：L2（mm） ：20","HT3828-080-2000","血管介入治疗类材料","国械注准20153130517","直管型覆膜支架及输送系统(短主体)","是","是",null,"血管支架","f32","cq320000112"]
[176,115,"周围血管介入类","覆膜支架(胸主动脉专用)","直管型覆膜支架及输送系统(商品名:Hercules)(短主体)","上海微创心脉医疗科技（集团）股份有限公司","913101150512565326","上海微创心脉医疗科技（集团）股份有限公司","C0206050010001002501","0000973","","88275462-6a55-11ea-9dc4-fa163e0a8baf","近端直径：D1（mm）：40、远端直径：D2（mm）：36；覆膜段长度：L1（mm） ：60、裸段长度：L2（mm） ：20","HT4036-060-2000","血管介入治疗类材料","国械注准20153130517","直管型覆膜支架及输送系统(短主体)","是","是",null,"血管支架","f32","cq320000112"]
[177,115,"周围血管介入类","覆膜支架(胸主动脉专用)","直管型覆膜支架及输送系统(商品名:Hercules)(短主体)","上海微创心脉医疗科技（集团）股份有限公司","913101150512565326","上海微创心脉医疗科技（集团）股份有限公司","C0206050010001002501","0000974","","8827590d-6a55-11ea-9dc4-fa163e0a8baf","近端直径：D1（mm）：40、远端直径：D2（mm）：32；覆膜段长度：L1（mm） ：80、裸段长度：L2（mm） ：20","HT4032-080-2000","血管介入治疗类材料","国械注准20153130517","直管型覆膜支架及输送系统(短主体)","是","是",null,"血管支架","f32","cq320000112"]
[178,115,"周围血管介入类","覆膜支架(胸主动脉专用)","直管型覆膜支架及输送系统(商品名:Hercules)(短主体)","上海微创心脉医疗科技（集团）股份有限公司","913101150512565326","上海微创心脉医疗科技（集团）股份有限公司","C0206050010001002501","0000975","","88275b42-6a55-11ea-9dc4-fa163e0a8baf","近端直径：D1（mm）：42、远端直径：D2（mm）：40；覆膜段长度：L1（mm） ：80、裸段长度：L2（mm） ：15","HT4240-080-1500","血管介入治疗类材料","国械注准20153130517","直管型覆膜支架及输送系统(短主体)","是","是",null,"血管支架","f32","cq320000112"]
[179,115,"周围血管介入类","覆膜支架(胸主动脉专用)","直管型覆膜支架及输送系统(商品名:Hercules)(短主体)","上海微创心脉医疗科技（集团）股份有限公司","913101150512565326","上海微创心脉医疗科技（集团）股份有限公司","C0206050010001002501","0000976","","88275d53-6a55-11ea-9dc4-fa163e0a8baf","近端直径：D1（mm）：40、远端直径：D2（mm）：28；覆膜段长度：L1（mm） ：90、裸段长度：L2（mm） ：20","HT4028-090-2000","血管介入治疗类材料","国械注准20153130517","直管型覆膜支架及输送系统(短主体)","是","是",null,"血管支架","f32","cq320000112"]
[180,115,"周围血管介入类","覆膜支架(胸主动脉专用)","直管型覆膜支架及输送系统(商品名:Hercules)(短主体)","上海微创心脉医疗科技（集团）股份有限公司","913101150512565326","上海微创心脉医疗科技（集团）股份有限公司","C0206050010001002501","0000977","","88275f4c-6a55-11ea-9dc4-fa163e0a8baf","近端直径：D1（mm）：24、远端直径：D2（mm）：22；覆膜段长度：L1（mm） ：80、裸段长度：L2（mm） ：15","HT2422-080-1500","血管介入治疗类材料","国械注准20153130517","直管型覆膜支架及输送系统(短主体)","是","是",null,"血管支架","f32","cq320000112"]
[181,115,"周围血管介入类","覆膜支架(胸主动脉专用)","直管型覆膜支架及输送系统(商品名:Hercules)(短主体)","上海微创心脉医疗科技（集团）股份有限公司","913101150512565326","上海微创心脉医疗科技（集团）股份有限公司","C0206050010001002501","0000978","","88276146-6a55-11ea-9dc4-fa163e0a8baf","近端直径：D1（mm）：38、远端直径：D2（mm）：26；覆膜段长度：L1（mm） ：70、裸段长度：L2（mm） ：20","HT3826-070-2000","血管介入治疗类材料","国械注准20153130517","直管型覆膜支架及输送系统(短主体)","是","是",null,"血管支架","f32","cq320000112"]
[182,115,"周围血管介入类","覆膜支架(胸主动脉专用)","直管型覆膜支架及输送系统(商品名:Hercules)(短主体)","上海微创心脉医疗科技（集团）股份有限公司","913101150512565326","上海微创心脉医疗科技（集团）股份有限公司","C0206050010001002501","0000979","","88276368-6a55-11ea-9dc4-fa163e0a8baf","近端直径：D1（mm）：20、远端直径：D2（mm）：16；覆膜段长度：L1（mm） ：90、裸段长度：L2（mm） ：15","HT2016-090-1500","血管介入治疗类材料","国械注准20153130517","直管型覆膜支架及输送系统(短主体)","是","是",null,"血管支架","f32","cq320000112"]
[183,115,"周围血管介入类","覆膜支架(胸主动脉专用)","直管型覆膜支架及输送系统(商品名:Hercules)(短主体)","上海微创心脉医疗科技（集团）股份有限公司","913101150512565326","上海微创心脉医疗科技（集团）股份有限公司","C0206050010001002501","0000980","","8827655a-6a55-11ea-9dc4-fa163e0a8baf","近端直径：D1（mm）：18、远端直径：D2（mm）：16；覆膜段长度：L1（mm） ：80、裸段长度：L2（mm） ：0","HT1816-080-0000","血管介入治疗类材料","国械注准20153130517","直管型覆膜支架及输送系统(短主体)","是","是",null,"血管支架","f32","cq320000112"]
[184,115,"周围血管介入类","覆膜支架(胸主动脉专用)","直管型覆膜支架及输送系统(商品名:Hercules)(短主体)","上海微创心脉医疗科技（集团）股份有限公司","913101150512565326","上海微创心脉医疗科技（集团）股份有限公司","C0206050010001002501","0000981","","88276751-6a55-11ea-9dc4-fa163e0a8baf","近端直径：D1（mm）：32、远端直径：D2（mm）：28；覆膜段长度：L1（mm） ：90、裸段长度：L2（mm） ：20","HT3228-090-2000","血管介入治疗类材料","国械注准20153130517","直管型覆膜支架及输送系统(短主体)","是","是",null,"血管支架","f32","cq320000112"]
[185,115,"周围血管介入类","覆膜支架(胸主动脉专用)","直管型覆膜支架及输送系统(商品名:Hercules)(短主体)","上海微创心脉医疗科技（集团）股份有限公司","913101150512565326","上海微创心脉医疗科技（集团）股份有限公司","C0206050010001002501","0000982","","88276961-6a55-11ea-9dc4-fa163e0a8baf","近端直径：D1（mm）：40、远端直径：D2（mm）：34；覆膜段长度：L1（mm） ：70、裸段长度：L2（mm） ：15","HT4034-070-1500","血管介入治疗类材料","国械注准20153130517","直管型覆膜支架及输送系统(短主体)","是","是",null,"血管支架","f32","cq320000112"]
[186,115,"周围血管介入类","覆膜支架(胸主动脉专用)","直管型覆膜支架及输送系统(商品名:Hercules)(短主体)","上海微创心脉医疗科技（集团）股份有限公司","913101150512565326","上海微创心脉医疗科技（集团）股份有限公司","C0206050010001002501","0000983","","88276b52-6a55-11ea-9dc4-fa163e0a8baf","近端直径：D1（mm）：40、远端直径：D2（mm）：36；覆膜段长度：L1（mm） ：80、裸段长度：L2（mm） ：15","HT4036-080-1500","血管介入治疗类材料","国械注准20153130517","直管型覆膜支架及输送系统(短主体)","是","是",null,"血管支架","f32","cq320000112"]
[187,115,"周围血管介入类","覆膜支架(胸主动脉专用)","直管型覆膜支架及输送系统(商品名:Hercules)(短主体)","上海微创心脉医疗科技（集团）股份有限公司","913101150512565326","上海微创心脉医疗科技（集团）股份有限公司","C0206050010001002501","0000985","","88276f62-6a55-11ea-9dc4-fa163e0a8baf","近端直径：D1（mm）：12、远端直径：D2（mm）：20；覆膜段长度：L1（mm） ：90、裸段长度：L2（mm） ：0","HT1220-090-0000","血管介入治疗类材料","国械注准20153130517","直管型覆膜支架及输送系统(短主体)","是","是",null,"血管支架","f32","cq320000112"]
[188,115,"周围血管介入类","覆膜支架(胸主动脉专用)","直管型覆膜支架及输送系统(商品名:Hercules)(短主体)","上海微创心脉医疗科技（集团）股份有限公司","913101150512565326","上海微创心脉医疗科技（集团）股份有限公司","C0206050010001002501","0000986","","88277169-6a55-11ea-9dc4-fa163e0a8baf","近端直径：D1（mm）：38、远端直径：D2（mm）：36；覆膜段长度：L1（mm） ：80、裸段长度：L2（mm） ：20","HT3836-080-2000","血管介入治疗类材料","国械注准20153130517","直管型覆膜支架及输送系统(短主体)","是","是",null,"血管支架","f32","cq320000112"]
[189,115,"周围血管介入类","覆膜支架(胸主动脉专用)","直管型覆膜支架及输送系统(商品名:Hercules)(短主体)","上海微创心脉医疗科技（集团）股份有限公司","913101150512565326","上海微创心脉医疗科技（集团）股份有限公司","C0206050010001002501","0000987","","88277390-6a55-11ea-9dc4-fa163e0a8baf","近端直径：D1（mm）：16、远端直径：D2（mm）：20；覆膜段长度：L1（mm） ：60、裸段长度：L2（mm） ：0","HT1620-060-0000","血管介入治疗类材料","国械注准20153130517","直管型覆膜支架及输送系统(短主体)","是","是",null,"血管支架","f32","cq320000112"]
[190,115,"周围血管介入类","覆膜支架(胸主动脉专用)","直管型覆膜支架及输送系统(商品名:Hercules)(短主体)","上海微创心脉医疗科技（集团）股份有限公司","913101150512565326","上海微创心脉医疗科技（集团）股份有限公司","C0206050010001002501","0000988","","8827758f-6a55-11ea-9dc4-fa163e0a8baf","近端直径：D1（mm）：42、远端直径：D2（mm）：36；覆膜段长度：L1（mm） ：90、裸段长度：L2（mm） ：20","HT4236-090-2000","血管介入治疗类材料","国械注准20153130517","直管型覆膜支架及输送系统(短主体)","是","是",null,"血管支架","f32","cq320000112"]
[191,115,"周围血管介入类","覆膜支架(胸主动脉专用)","直管型覆膜支架及输送系统(商品名:Hercules)(短主体)","上海微创心脉医疗科技（集团）股份有限公司","913101150512565326","上海微创心脉医疗科技（集团）股份有限公司","C0206050010001002501","0000989","","882777b5-6a55-11ea-9dc4-fa163e0a8baf","近端直径：D1（mm）：38、远端直径：D2（mm）：32；覆膜段长度：L1（mm） ：80、裸段长度：L2（mm） ：15","HT3832-080-1500","血管介入治疗类材料","国械注准20153130517","直管型覆膜支架及输送系统(短主体)","是","是",null,"血管支架","f32","cq320000112"]
[192,115,"周围血管介入类","覆膜支架(胸主动脉专用)","直管型覆膜支架及输送系统(商品名:Hercules)(短主体)","上海微创心脉医疗科技（集团）股份有限公司","913101150512565326","上海微创心脉医疗科技（集团）股份有限公司","C0206050010001002501","0000990","","882779cb-6a55-11ea-9dc4-fa163e0a8baf","近端直径：D1（mm）：44、远端直径：D2（mm）：40；覆膜段长度：L1（mm） ：90、裸段长度：L2（mm） ：20","HT4440-090-2000","血管介入治疗类材料","国械注准20153130517","直管型覆膜支架及输送系统(短主体)","是","是",null,"血管支架","f32","cq320000112"]
[193,115,"周围血管介入类","覆膜支架(胸主动脉专用)","直管型覆膜支架及输送系统(商品名:Hercules)(短主体)","上海微创心脉医疗科技（集团）股份有限公司","913101150512565326","上海微创心脉医疗科技（集团）股份有限公司","C0206050010001002501","0000991","","88277bca-6a55-11ea-9dc4-fa163e0a8baf","近端直径：D1（mm）：30、远端直径：D2（mm）：26；覆膜段长度：L1（mm） ：90、裸段长度：L2（mm） ：20","HT3026-090-2000","血管介入治疗类材料","国械注准20153130517","直管型覆膜支架及输送系统(短主体)","是","是",null,"血管支架","f32","cq320000112"]
[194,115,"周围血管介入类","覆膜支架(胸主动脉专用)","直管型覆膜支架及输送系统(商品名:Hercules)(短主体)","上海微创心脉医疗科技（集团）股份有限公司","913101150512565326","上海微创心脉医疗科技（集团）股份有限公司","C0206050010001002501","0000992","","88277dc8-6a55-11ea-9dc4-fa163e0a8baf","近端直径：D1（mm）：26、远端直径：D2（mm）：26；覆膜段长度：L1（mm） ：90、裸段长度：L2（mm） ：15","HT2626-090-1500","血管介入治疗类材料","国械注准20153130517","直管型覆膜支架及输送系统(短主体)","是","是",null,"血管支架","f32","cq320000112"]
[195,115,"周围血管介入类","覆膜支架(胸主动脉专用)","直管型覆膜支架及输送系统(商品名:Hercules)(短主体)","上海微创心脉医疗科技（集团）股份有限公司","913101150512565326","上海微创心脉医疗科技（集团）股份有限公司","C0206050010001002501","0000993","","88277fcb-6a55-11ea-9dc4-fa163e0a8baf","近端直径：D1（mm）：36、远端直径：D2（mm）：26；覆膜段长度：L1（mm） ：60、裸段长度：L2（mm） ：20","HT3626-060-2000","血管介入治疗类材料","国械注准20153130517","直管型覆膜支架及输送系统(短主体)","是","是",null,"血管支架","f32","cq320000112"]
[196,115,"周围血管介入类","覆膜支架(胸主动脉专用)","直管型覆膜支架及输送系统(商品名:Hercules)(短主体)","上海微创心脉医疗科技（集团）股份有限公司","913101150512565326","上海微创心脉医疗科技（集团）股份有限公司","C0206050010001002501","0000994","","882781cb-6a55-11ea-9dc4-fa163e0a8baf","近端直径：D1（mm）：32、远端直径：D2（mm）：22；覆膜段长度：L1（mm） ：90、裸段长度：L2（mm） ：20","HT3222-090-2000","血管介入治疗类材料","国械注准20153130517","直管型覆膜支架及输送系统(短主体)","是","是",null,"血管支架","f32","cq320000112"]
[197,115,"周围血管介入类","覆膜支架(胸主动脉专用)","直管型覆膜支架及输送系统(商品名:Hercules)(短主体)","上海微创心脉医疗科技（集团）股份有限公司","913101150512565326","上海微创心脉医疗科技（集团）股份有限公司","C0206050010001002501","0000995","","882783f3-6a55-11ea-9dc4-fa163e0a8baf","近端直径：D1（mm）：34、远端直径：D2（mm）：24；覆膜段长度：L1（mm） ：70、裸段长度：L2（mm） ：20","HT3424-070-2000","血管介入治疗类材料","国械注准20153130517","直管型覆膜支架及输送系统(短主体)","是","是",null,"血管支架","f32","cq320000112"]
[198,115,"周围血管介入类","覆膜支架(胸主动脉专用)","直管型覆膜支架及输送系统(商品名:Hercules)(短主体)","上海微创心脉医疗科技（集团）股份有限公司","913101150512565326","上海微创心脉医疗科技（集团）股份有限公司","C0206050010001002501","0000996","","882785f1-6a55-11ea-9dc4-fa163e0a8baf","近端直径：D1（mm）：14、远端直径：D2（mm）：18；覆膜段长度：L1（mm） ：80、裸段长度：L2（mm） ：0","HT1418-080-0000","血管介入治疗类材料","国械注准20153130517","直管型覆膜支架及输送系统(短主体)","是","是",null,"血管支架","f32","cq320000112"]
[199,115,"周围血管介入类","覆膜支架(胸主动脉专用)","直管型覆膜支架及输送系统(商品名:Hercules)(短主体)","上海微创心脉医疗科技（集团）股份有限公司","913101150512565326","上海微创心脉医疗科技（集团）股份有限公司","C0206050010001002501","0000997","","88278807-6a55-11ea-9dc4-fa163e0a8baf","近端直径：D1（mm）：28、远端直径：D2（mm）：28；覆膜段长度：L1（mm） ：70、裸段长度：L2（mm） ：15","HT2828-070-1500","血管介入治疗类材料","国械注准20153130517","直管型覆膜支架及输送系统(短主体)","是","是",null,"血管支架","f32","cq320000112"]
[200,115,"周围血管介入类","覆膜支架(胸主动脉专用)","直管型覆膜支架及输送系统(商品名:Hercules)(短主体)","上海微创心脉医疗科技（集团）股份有限公司","913101150512565326","上海微创心脉医疗科技（集团）股份有限公司","C0206050010001002501","0000998","","88278a03-6a55-11ea-9dc4-fa163e0a8baf","近端直径：D1（mm）：38、远端直径：D2（mm）：28；覆膜段长度：L1（mm） ：60、裸段长度：L2（mm） ：20","HT3828-060-2000","血管介入治疗类材料","国械注准20153130517","直管型覆膜支架及输送系统(短主体)","是","是",null,"血管支架","f32","cq320000112"]
[201,115,"周围血管介入类","覆膜支架(胸主动脉专用)","直管型覆膜支架及输送系统(商品名:Hercules)(短主体)","上海微创心脉医疗科技（集团）股份有限公司","913101150512565326","上海微创心脉医疗科技（集团）股份有限公司","C0206050010001002501","0000999","","88278bfc-6a55-11ea-9dc4-fa163e0a8baf","近端直径：D1（mm）：42、远端直径：D2（mm）：34；覆膜段长度：L1（mm） ：80、裸段长度：L2（mm） ：20","HT4234-080-2000","血管介入治疗类材料","国械注准20153130517","直管型覆膜支架及输送系统(短主体)","是","是",null,"血管支架","f32","cq320000112"]
[202,115,"周围血管介入类","覆膜支架(胸主动脉专用)","直管型覆膜支架及输送系统(商品名:Hercules)(短主体)","上海微创心脉医疗科技（集团）股份有限公司","913101150512565326","上海微创心脉医疗科技（集团）股份有限公司","C0206050010001002501","0001000","","88278e0e-6a55-11ea-9dc4-fa163e0a8baf","近端直径：D1（mm）：30、远端直径：D2（mm）：22；覆膜段长度：L1（mm） ：60、裸段长度：L2（mm） ：20","HT3022-060-2000","血管介入治疗类材料","国械注准20153130517","直管型覆膜支架及输送系统(短主体)","是","是",null,"血管支架","f32","cq320000112"]
[203,115,"周围血管介入类","覆膜支架(胸主动脉专用)","直管型覆膜支架及输送系统(商品名:Hercules)(短主体)","上海微创心脉医疗科技（集团）股份有限公司","913101150512565326","上海微创心脉医疗科技（集团）股份有限公司","C0206050010001002501","0001001","","88279011-6a55-11ea-9dc4-fa163e0a8baf","近端直径：D1（mm）：12、远端直径：D2（mm）：14；覆膜段长度：L1（mm） ：80、裸段长度：L2（mm） ：0","HT1214-080-0000","血管介入治疗类材料","国械注准20153130517","直管型覆膜支架及输送系统(短主体)","是","是",null,"血管支架","f32","cq320000112"]
[204,115,"周围血管介入类","覆膜支架(胸主动脉专用)","直管型覆膜支架及输送系统(商品名:Hercules)(短主体)","上海微创心脉医疗科技（集团）股份有限公司","913101150512565326","上海微创心脉医疗科技（集团）股份有限公司","C0206050010001002501","0001002","","8827920a-6a55-11ea-9dc4-fa163e0a8baf","近端直径：D1（mm）：28、远端直径：D2（mm）：26；覆膜段长度：L1（mm） ：80、裸段长度：L2（mm） ：15","HT2826-080-1500","血管介入治疗类材料","国械注准20153130517","直管型覆膜支架及输送系统(短主体)","是","是",null,"血管支架","f32","cq320000112"]
[205,115,"周围血管介入类","覆膜支架(胸主动脉专用)","直管型覆膜支架及输送系统(商品名:Hercules)(短主体)","上海微创心脉医疗科技（集团）股份有限公司","913101150512565326","上海微创心脉医疗科技（集团）股份有限公司","C0206050010001002501","0001003","","88279417-6a55-11ea-9dc4-fa163e0a8baf","近端直径：D1（mm）：22、远端直径：D2（mm）：20；覆膜段长度：L1（mm） ：70、裸段长度：L2（mm） ：15","HT2220-070-1500","血管介入治疗类材料","国械注准20153130517","直管型覆膜支架及输送系统(短主体)","是","是",null,"血管支架","f32","cq320000112"]
[206,115,"周围血管介入类","覆膜支架(胸主动脉专用)","直管型覆膜支架及输送系统(商品名:Hercules)(短主体)","上海微创心脉医疗科技（集团）股份有限公司","913101150512565326","上海微创心脉医疗科技（集团）股份有限公司","C0206050010001002501","0001004","","88279611-6a55-11ea-9dc4-fa163e0a8baf","近端直径：D1（mm）：38、远端直径：D2（mm）：32；覆膜段长度：L1（mm） ：60、裸段长度：L2（mm） ：15","HT3832-060-1500","血管介入治疗类材料","国械注准20153130517","直管型覆膜支架及输送系统(短主体)","是","是",null,"血管支架","f32","cq320000112"]
[207,115,"周围血管介入类","覆膜支架(胸主动脉专用)","直管型覆膜支架及输送系统(商品名:Hercules)(短主体)","上海微创心脉医疗科技（集团）股份有限公司","913101150512565326","上海微创心脉医疗科技（集团）股份有限公司","C0206050010001002501","0001005","","88279810-6a55-11ea-9dc4-fa163e0a8baf","近端直径：D1（mm）：36、远端直径：D2（mm）：34；覆膜段长度：L1（mm） ：60、裸段长度：L2（mm） ：20","HT3634-060-2000","血管介入治疗类材料","国械注准20153130517","直管型覆膜支架及输送系统(短主体)","是","是",null,"血管支架","f32","cq320000112"]
[208,115,"周围血管介入类","覆膜支架(胸主动脉专用)","直管型覆膜支架及输送系统(商品名:Hercules)(短主体)","上海微创心脉医疗科技（集团）股份有限公司","913101150512565326","上海微创心脉医疗科技（集团）股份有限公司","C0206050010001002501","0001007","","88279e00-6a55-11ea-9dc4-fa163e0a8baf","近端直径：D1（mm）：36、远端直径：D2（mm）：36；覆膜段长度：L1（mm） ：90、裸段长度：L2（mm） ：20","HT3636-090-2000","血管介入治疗类材料","国械注准20153130517","直管型覆膜支架及输送系统(短主体)","是","是",null,"血管支架","f32","cq320000112"]
[209,115,"周围血管介入类","覆膜支架(胸主动脉专用)","直管型覆膜支架及输送系统(商品名:Hercules)(短主体)","上海微创心脉医疗科技（集团）股份有限公司","913101150512565326","上海微创心脉医疗科技（集团）股份有限公司","C0206050010001002501","0001008","","8827a034-6a55-11ea-9dc4-fa163e0a8baf","近端直径：D1（mm）：44、远端直径：D2（mm）：40；覆膜段长度：L1（mm） ：60、裸段长度：L2（mm） ：15","HT4440-060-1500","血管介入治疗类材料","国械注准20153130517","直管型覆膜支架及输送系统(短主体)","是","是",null,"血管支架","f32","cq320000112"]
[210,115,"周围血管介入类","覆膜支架(胸主动脉专用)","直管型覆膜支架及输送系统(商品名:Hercules)(短主体)","上海微创心脉医疗科技（集团）股份有限公司","913101150512565326","上海微创心脉医疗科技（集团）股份有限公司","C0206050010001002501","0001009","","8827a237-6a55-11ea-9dc4-fa163e0a8baf","近端直径：D1（mm）：44、远端直径：D2（mm）：32；覆膜段长度：L1（mm） ：80、裸段长度：L2（mm） ：20","HT4432-080-2000","血管介入治疗类材料","国械注准20153130517","直管型覆膜支架及输送系统(短主体)","是","是",null,"血管支架","f32","cq320000112"]
[211,115,"周围血管介入类","覆膜支架(胸主动脉专用)","直管型覆膜支架及输送系统(商品名:Hercules)(短主体)","上海微创心脉医疗科技（集团）股份有限公司","913101150512565326","上海微创心脉医疗科技（集团）股份有限公司","C0206050010001002501","0001010","","8827a427-6a55-11ea-9dc4-fa163e0a8baf","近端直径：D1（mm）：28、远端直径：D2（mm）：24；覆膜段长度：L1（mm） ：60、裸段长度：L2（mm） ：15","HT2824-060-1500","血管介入治疗类材料","国械注准20153130517","直管型覆膜支架及输送系统(短主体)","是","是",null,"血管支架","f32","cq320000112"]
[212,115,"周围血管介入类","覆膜支架(胸主动脉专用)","直管型覆膜支架及输送系统(商品名:Hercules)(短主体)","上海微创心脉医疗科技（集团）股份有限公司","913101150512565326","上海微创心脉医疗科技（集团）股份有限公司","C0206050010001002501","0001011","","8827a629-6a55-11ea-9dc4-fa163e0a8baf","近端直径：D1（mm）：38、远端直径：D2（mm）：34；覆膜段长度：L1（mm） ：70、裸段长度：L2（mm） ：20","HT3834-070-2000","血管介入治疗类材料","国械注准20153130517","直管型覆膜支架及输送系统(短主体)","是","是",null,"血管支架","f32","cq320000112"]
[213,115,"周围血管介入类","覆膜支架(胸主动脉专用)","直管型覆膜支架及输送系统(商品名:Hercules)(短主体)","上海微创心脉医疗科技（集团）股份有限公司","913101150512565326","上海微创心脉医疗科技（集团）股份有限公司","C0206050010001002501","0001012","","8827a83c-6a55-11ea-9dc4-fa163e0a8baf","近端直径：D1（mm）：38、远端直径：D2（mm）：34；覆膜段长度：L1（mm） ：90、裸段长度：L2（mm） ：15","HT3834-090-1500","血管介入治疗类材料","国械注准20153130517","直管型覆膜支架及输送系统(短主体)","是","是",null,"血管支架","f32","cq320000112"]
[214,115,"周围血管介入类","覆膜支架(胸主动脉专用)","直管型覆膜支架及输送系统(商品名:Hercules)(短主体)","上海微创心脉医疗科技（集团）股份有限公司","913101150512565326","上海微创心脉医疗科技（集团）股份有限公司","C0206050010001002501","0001013","","8827aa52-6a55-11ea-9dc4-fa163e0a8baf","近端直径：D1（mm）：14、远端直径：D2（mm）：12；覆膜段长度：L1（mm） ：60、裸段长度：L2（mm） ：0","HT1412-060-0000","血管介入治疗类材料","国械注准20153130517","直管型覆膜支架及输送系统(短主体)","是","是",null,"血管支架","f32","cq320000112"]
[215,115,"周围血管介入类","覆膜支架(胸主动脉专用)","直管型覆膜支架及输送系统(商品名:Hercules)(短主体)","上海微创心脉医疗科技（集团）股份有限公司","913101150512565326","上海微创心脉医疗科技（集团）股份有限公司","C0206050010001002501","0001015","","8827ae4e-6a55-11ea-9dc4-fa163e0a8baf","近端直径：D1（mm）：42、远端直径：D2（mm）：32；覆膜段长度：L1（mm） ：90、裸段长度：L2（mm） ：20","HT4232-090-2000","血管介入治疗类材料","国械注准20153130517","直管型覆膜支架及输送系统(短主体)","是","是",null,"血管支架","f32","cq320000112"]
[216,115,"周围血管介入类","覆膜支架(胸主动脉专用)","直管型覆膜支架及输送系统(商品名:Hercules)(短主体)","上海微创心脉医疗科技（集团）股份有限公司","913101150512565326","上海微创心脉医疗科技（集团）股份有限公司","C0206050010001002501","0001016","","8827b07d-6a55-11ea-9dc4-fa163e0a8baf","近端直径：D1（mm）：38、远端直径：D2（mm）：36；覆膜段长度：L1（mm） ：90、裸段长度：L2（mm） ：15","HT3836-090-1500","血管介入治疗类材料","国械注准20153130517","直管型覆膜支架及输送系统(短主体)","是","是",null,"血管支架","f32","cq320000112"]
[217,115,"周围血管介入类","覆膜支架(胸主动脉专用)","直管型覆膜支架及输送系统(商品名:Hercules)(短主体)","上海微创心脉医疗科技（集团）股份有限公司","913101150512565326","上海微创心脉医疗科技（集团）股份有限公司","C0206050010001002501","0001017","","8827b276-6a55-11ea-9dc4-fa163e0a8baf","近端直径：D1（mm）：14、远端直径：D2（mm）：22；覆膜段长度：L1（mm） ：90、裸段长度：L2（mm） ：0","HT1422-090-0000","血管介入治疗类材料","国械注准20153130517","直管型覆膜支架及输送系统(短主体)","是","是",null,"血管支架","f32","cq320000112"]
[218,115,"周围血管介入类","覆膜支架(胸主动脉专用)","直管型覆膜支架及输送系统(商品名:Hercules)(短主体)","上海微创心脉医疗科技（集团）股份有限公司","913101150512565326","上海微创心脉医疗科技（集团）股份有限公司","C0206050010001002501","0001018","","8827b479-6a55-11ea-9dc4-fa163e0a8baf","近端直径：D1（mm）：40、远端直径：D2（mm）：38；覆膜段长度：L1（mm） ：70、裸段长度：L2（mm） ：20","HT4038-070-2000","血管介入治疗类材料","国械注准20153130517","直管型覆膜支架及输送系统(短主体)","是","是",null,"血管支架","f32","cq320000112"]
[219,115,"周围血管介入类","覆膜支架(胸主动脉专用)","直管型覆膜支架及输送系统(商品名:Hercules)(短主体)","上海微创心脉医疗科技（集团）股份有限公司","913101150512565326","上海微创心脉医疗科技（集团）股份有限公司","C0206050010001002501","0001019","","8827b676-6a55-11ea-9dc4-fa163e0a8baf","近端直径：D1（mm）：22、远端直径：D2（mm）：18；覆膜段长度：L1（mm） ：60、裸段长度：L2（mm） ：15","HT2218-060-1500","血管介入治疗类材料","国械注准20153130517","直管型覆膜支架及输送系统(短主体)","是","是",null,"血管支架","f32","cq320000112"]
[220,115,"周围血管介入类","覆膜支架(胸主动脉专用)","直管型覆膜支架及输送系统(商品名:Hercules)(短主体)","上海微创心脉医疗科技（集团）股份有限公司","913101150512565326","上海微创心脉医疗科技（集团）股份有限公司","C0206050010001002501","0001020","","8827b880-6a55-11ea-9dc4-fa163e0a8baf","近端直径：D1（mm）：12、远端直径：D2（mm）：20；覆膜段长度：L1（mm） ：60、裸段长度：L2（mm） ：0","HT1220-060-0000","血管介入治疗类材料","国械注准20153130517","直管型覆膜支架及输送系统(短主体)","是","是",null,"血管支架","f32","cq320000112"]
[221,115,"周围血管介入类","覆膜支架(胸主动脉专用)","直管型覆膜支架及输送系统(商品名:Hercules)(短主体)","上海微创心脉医疗科技（集团）股份有限公司","913101150512565326","上海微创心脉医疗科技（集团）股份有限公司","C0206050010001002501","0001021","","8827ba95-6a55-11ea-9dc4-fa163e0a8baf","近端直径：D1（mm）：14、远端直径：D2（mm）：26；覆膜段长度：L1（mm） ：80、裸段长度：L2（mm） ：0","HT1426-080-0000","血管介入治疗类材料","国械注准20153130517","直管型覆膜支架及输送系统(短主体)","是","是",null,"血管支架","f32","cq320000112"]
[222,115,"周围血管介入类","覆膜支架(胸主动脉专用)","直管型覆膜支架及输送系统(商品名:Hercules)(短主体)","上海微创心脉医疗科技（集团）股份有限公司","913101150512565326","上海微创心脉医疗科技（集团）股份有限公司","C0206050010001002501","0001022","","8827bc8a-6a55-11ea-9dc4-fa163e0a8baf","近端直径：D1（mm）：42、远端直径：D2（mm）：30；覆膜段长度：L1（mm） ：60、裸段长度：L2（mm） ：15","HT4230-060-1500","血管介入治疗类材料","国械注准20153130517","直管型覆膜支架及输送系统(短主体)","是","是",null,"血管支架","f32","cq320000112"]
[223,115,"周围血管介入类","覆膜支架(胸主动脉专用)","直管型覆膜支架及输送系统(商品名:Hercules)(短主体)","上海微创心脉医疗科技（集团）股份有限公司","913101150512565326","上海微创心脉医疗科技（集团）股份有限公司","C0206050010001002501","0001023","","8827be7b-6a55-11ea-9dc4-fa163e0a8baf","近端直径：D1（mm）：16、远端直径：D2（mm）：24；覆膜段长度：L1（mm） ：70、裸段长度：L2（mm） ：0","HT1624-070-0000","血管介入治疗类材料","国械注准20153130517","直管型覆膜支架及输送系统(短主体)","是","是",null,"血管支架","f32","cq320000112"]
[224,115,"周围血管介入类","覆膜支架(胸主动脉专用)","直管型覆膜支架及输送系统(商品名:Hercules)(短主体)","上海微创心脉医疗科技（集团）股份有限公司","913101150512565326","上海微创心脉医疗科技（集团）股份有限公司","C0206050010001002501","0001024","","8827c07a-6a55-11ea-9dc4-fa163e0a8baf","近端直径：D1（mm）：42、远端直径：D2（mm）：34；覆膜段长度：L1（mm） ：70、裸段长度：L2（mm） ：20","HT4234-070-2000","血管介入治疗类材料","国械注准20153130517","直管型覆膜支架及输送系统(短主体)","是","是",null,"血管支架","f32","cq320000112"]
[225,115,"周围血管介入类","覆膜支架(胸主动脉专用)","直管型覆膜支架及输送系统(商品名:Hercules)(短主体)","上海微创心脉医疗科技（集团）股份有限公司","913101150512565326","上海微创心脉医疗科技（集团）股份有限公司","C0206050010001002501","0001025","","8827c280-6a55-11ea-9dc4-fa163e0a8baf","近端直径：D1（mm）：18、远端直径：D2（mm）：28；覆膜段长度：L1（mm） ：80、裸段长度：L2（mm） ：0","HT1828-080-0000","血管介入治疗类材料","国械注准20153130517","直管型覆膜支架及输送系统(短主体)","是","是",null,"血管支架","f32","cq320000112"]
[226,115,"周围血管介入类","覆膜支架(胸主动脉专用)","直管型覆膜支架及输送系统(商品名:Hercules)(短主体)","上海微创心脉医疗科技（集团）股份有限公司","913101150512565326","上海微创心脉医疗科技（集团）股份有限公司","C0206050010001002501","0001026","","8827c48d-6a55-11ea-9dc4-fa163e0a8baf","近端直径：D1（mm）：44、远端直径：D2（mm）：32；覆膜段长度：L1（mm） ：60、裸段长度：L2（mm） ：20","HT4432-060-2000","血管介入治疗类材料","国械注准20153130517","直管型覆膜支架及输送系统(短主体)","是","是",null,"血管支架","f32","cq320000112"]
[227,115,"周围血管介入类","覆膜支架(胸主动脉专用)","直管型覆膜支架及输送系统(商品名:Hercules)(短主体)","上海微创心脉医疗科技（集团）股份有限公司","913101150512565326","上海微创心脉医疗科技（集团）股份有限公司","C0206050010001002501","0001027","","8827c6cc-6a55-11ea-9dc4-fa163e0a8baf","近端直径：D1（mm）：44、远端直径：D2（mm）：36；覆膜段长度：L1（mm） ：70、裸段长度：L2（mm） ：15","HT4436-070-1500","血管介入治疗类材料","国械注准20153130517","直管型覆膜支架及输送系统(短主体)","是","是",null,"血管支架","f32","cq320000112"]
[228,115,"周围血管介入类","覆膜支架(胸主动脉专用)","直管型覆膜支架及输送系统(商品名:Hercules)(短主体)","上海微创心脉医疗科技（集团）股份有限公司","913101150512565326","上海微创心脉医疗科技（集团）股份有限公司","C0206050010001002501","0001028","","8827c8eb-6a55-11ea-9dc4-fa163e0a8baf","近端直径：D1（mm）：44、远端直径：D2（mm）：34；覆膜段长度：L1（mm） ：70、裸段长度：L2（mm） ：15","HT4434-070-1500","血管介入治疗类材料","国械注准20153130517","直管型覆膜支架及输送系统(短主体)","是","是",null,"血管支架","f32","cq320000112"]
[229,115,"周围血管介入类","覆膜支架(胸主动脉专用)","直管型覆膜支架及输送系统(商品名:Hercules)(短主体)","上海微创心脉医疗科技（集团）股份有限公司","913101150512565326","上海微创心脉医疗科技（集团）股份有限公司","C0206050010001002501","0001029","","8827cae6-6a55-11ea-9dc4-fa163e0a8baf","近端直径：D1（mm）：42、远端直径：D2（mm）：36；覆膜段长度：L1（mm） ：90、裸段长度：L2（mm） ：15","HT4236-090-1500","血管介入治疗类材料","国械注准20153130517","直管型覆膜支架及输送系统(短主体)","是","是",null,"血管支架","f32","cq320000112"]
[230,115,"周围血管介入类","覆膜支架(胸主动脉专用)","直管型覆膜支架及输送系统(商品名:Hercules)(短主体)","上海微创心脉医疗科技（集团）股份有限公司","913101150512565326","上海微创心脉医疗科技（集团）股份有限公司","C0206050010001002501","0001030","","8827ccd0-6a55-11ea-9dc4-fa163e0a8baf","近端直径：D1（mm）：44、远端直径：D2（mm）：38；覆膜段长度：L1（mm） ：60、裸段长度：L2（mm） ：20","HT4438-060-2000","血管介入治疗类材料","国械注准20153130517","直管型覆膜支架及输送系统(短主体)","是","是",null,"血管支架","f32","cq320000112"]
[231,115,"周围血管介入类","覆膜支架(胸主动脉专用)","直管型覆膜支架及输送系统(商品名:Hercules)(短主体)","上海微创心脉医疗科技（集团）股份有限公司","913101150512565326","上海微创心脉医疗科技（集团）股份有限公司","C0206050010001002501","0001031","","8827cecd-6a55-11ea-9dc4-fa163e0a8baf","近端直径：D1（mm）：26、远端直径：D2（mm）：24；覆膜段长度：L1（mm） ：60、裸段长度：L2（mm） ：15","HT2624-060-1500","血管介入治疗类材料","国械注准20153130517","直管型覆膜支架及输送系统(短主体)","是","是",null,"血管支架","f32","cq320000112"]
[232,115,"周围血管介入类","覆膜支架(胸主动脉专用)","直管型覆膜支架及输送系统(商品名:Hercules)(短主体)","上海微创心脉医疗科技（集团）股份有限公司","913101150512565326","上海微创心脉医疗科技（集团）股份有限公司","C0206050010001002501","0001032","","8827d0d1-6a55-11ea-9dc4-fa163e0a8baf","近端直径：D1（mm）：34、远端直径：D2（mm）：24；覆膜段长度：L1（mm） ：60、裸段长度：L2（mm） ：20","HT3424-060-2000","血管介入治疗类材料","国械注准20153130517","直管型覆膜支架及输送系统(短主体)","是","是",null,"血管支架","f32","cq320000112"]
[233,115,"周围血管介入类","覆膜支架(胸主动脉专用)","直管型覆膜支架及输送系统(商品名:Hercules)(短主体)","上海微创心脉医疗科技（集团）股份有限公司","913101150512565326","上海微创心脉医疗科技（集团）股份有限公司","C0206050010001002501","0001033","","8827d2d3-6a55-11ea-9dc4-fa163e0a8baf","近端直径：D1（mm）：18、远端直径：D2（mm）：22；覆膜段长度：L1（mm） ：70、裸段长度：L2（mm） ：0","HT1822-070-0000","血管介入治疗类材料","国械注准20153130517","直管型覆膜支架及输送系统(短主体)","是","是",null,"血管支架","f32","cq320000112"]
[234,115,"周围血管介入类","覆膜支架(胸主动脉专用)","直管型覆膜支架及输送系统(商品名:Hercules)(短主体)","上海微创心脉医疗科技（集团）股份有限公司","913101150512565326","上海微创心脉医疗科技（集团）股份有限公司","C0206050010001002501","0001034","","8827d4db-6a55-11ea-9dc4-fa163e0a8baf","近端直径：D1（mm）：18、远端直径：D2（mm）：20；覆膜段长度：L1（mm） ：80、裸段长度：L2（mm） ：0","HT1820-080-0000","血管介入治疗类材料","国械注准20153130517","直管型覆膜支架及输送系统(短主体)","是","是",null,"血管支架","f32","cq320000112"]
[235,115,"周围血管介入类","覆膜支架(胸主动脉专用)","直管型覆膜支架及输送系统(商品名:Hercules)(短主体)","上海微创心脉医疗科技（集团）股份有限公司","913101150512565326","上海微创心脉医疗科技（集团）股份有限公司","C0206050010001002501","0001035","","8827d6dd-6a55-11ea-9dc4-fa163e0a8baf","近端直径：D1（mm）：18、远端直径：D2（mm）：26；覆膜段长度：L1（mm） ：70、裸段长度：L2（mm） ：0","HT1826-070-0000","血管介入治疗类材料","国械注准20153130517","直管型覆膜支架及输送系统(短主体)","是","是",null,"血管支架","f32","cq320000112"]
[236,115,"周围血管介入类","覆膜支架(胸主动脉专用)","直管型覆膜支架及输送系统(商品名:Hercules)(短主体)","上海微创心脉医疗科技（集团）股份有限公司","913101150512565326","上海微创心脉医疗科技（集团）股份有限公司","C0206050010001002501","0001036","","8827d8f3-6a55-11ea-9dc4-fa163e0a8baf","近端直径：D1（mm）：38、远端直径：D2（mm）：30；覆膜段长度：L1（mm） ：90、裸段长度：L2（mm） ：20","HT3830-090-2000","血管介入治疗类材料","国械注准20153130517","直管型覆膜支架及输送系统(短主体)","是","是",null,"血管支架","f32","cq320000112"]
[237,115,"周围血管介入类","覆膜支架(胸主动脉专用)","直管型覆膜支架及输送系统(商品名:Hercules)(短主体)","上海微创心脉医疗科技（集团）股份有限公司","913101150512565326","上海微创心脉医疗科技（集团）股份有限公司","C0206050010001002501","0001037","","8827db41-6a55-11ea-9dc4-fa163e0a8baf","近端直径：D1（mm）：42、远端直径：D2（mm）：32；覆膜段长度：L1（mm） ：70、裸段长度：L2（mm） ：20","HT4232-070-2000","血管介入治疗类材料","国械注准20153130517","直管型覆膜支架及输送系统(短主体)","是","是",null,"血管支架","f32","cq320000112"]
[238,115,"周围血管介入类","覆膜支架(胸主动脉专用)","直管型覆膜支架及输送系统(商品名:Hercules)(短主体)","上海微创心脉医疗科技（集团）股份有限公司","913101150512565326","上海微创心脉医疗科技（集团）股份有限公司","C0206050010001002501","0001038","","8827dd3c-6a55-11ea-9dc4-fa163e0a8baf","近端直径：D1（mm）：42、远端直径：D2（mm）：30；覆膜段长度：L1（mm） ：80、裸段长度：L2（mm） ：15","HT4230-080-1500","血管介入治疗类材料","国械注准20153130517","直管型覆膜支架及输送系统(短主体)","是","是",null,"血管支架","f32","cq320000112"]
[239,115,"周围血管介入类","覆膜支架(胸主动脉专用)","直管型覆膜支架及输送系统(商品名:Hercules)(短主体)","上海微创心脉医疗科技（集团）股份有限公司","913101150512565326","上海微创心脉医疗科技（集团）股份有限公司","C0206050010001002501","0001039","","8827df68-6a55-11ea-9dc4-fa163e0a8baf","近端直径：D1（mm）：38、远端直径：D2（mm）：26；覆膜段长度：L1（mm） ：90、裸段长度：L2（mm） ：15","HT3826-090-1500","血管介入治疗类材料","国械注准20153130517","直管型覆膜支架及输送系统(短主体)","是","是",null,"血管支架","f32","cq320000112"]
[240,115,"周围血管介入类","覆膜支架(胸主动脉专用)","直管型覆膜支架及输送系统(商品名:Hercules)(短主体)","上海微创心脉医疗科技（集团）股份有限公司","913101150512565326","上海微创心脉医疗科技（集团）股份有限公司","C0206050010001002501","0001041","","8827e39b-6a55-11ea-9dc4-fa163e0a8baf","近端直径：D1（mm）：30、远端直径：D2（mm）：28；覆膜段长度：L1（mm） ：60、裸段长度：L2（mm） ：20","HT3028-060-2000","血管介入治疗类材料","国械注准20153130517","直管型覆膜支架及输送系统(短主体)","是","是",null,"血管支架","f32","cq320000112"]
[241,115,"周围血管介入类","覆膜支架(胸主动脉专用)","直管型覆膜支架及输送系统(商品名:Hercules)(短主体)","上海微创心脉医疗科技（集团）股份有限公司","913101150512565326","上海微创心脉医疗科技（集团）股份有限公司","C0206050010001002501","0001042","","8827e5aa-6a55-11ea-9dc4-fa163e0a8baf","近端直径：D1（mm）：40、远端直径：D2（mm）：30；覆膜段长度：L1（mm） ：80、裸段长度：L2（mm） ：15","HT4030-080-1500","血管介入治疗类材料","国械注准20153130517","直管型覆膜支架及输送系统(短主体)","是","是",null,"血管支架","f32","cq320000112"]
[242,115,"周围血管介入类","覆膜支架(胸主动脉专用)","直管型覆膜支架及输送系统(商品名:Hercules)(短主体)","上海微创心脉医疗科技（集团）股份有限公司","913101150512565326","上海微创心脉医疗科技（集团）股份有限公司","C0206050010001002501","0001043","","8827e9ea-6a55-11ea-9dc4-fa163e0a8baf","近端直径：D1（mm）：40、远端直径：D2（mm）：28；覆膜段长度：L1（mm） ：70、裸段长度：L2（mm） ：15","HT4028-070-1500","血管介入治疗类材料","国械注准20153130517","直管型覆膜支架及输送系统(短主体)","是","是",null,"血管支架","f32","cq320000112"]
[243,115,"周围血管介入类","覆膜支架(胸主动脉专用)","直管型覆膜支架及输送系统(商品名:Hercules)(短主体)","上海微创心脉医疗科技（集团）股份有限公司","913101150512565326","上海微创心脉医疗科技（集团）股份有限公司","C0206050010001002501","0001044","","8827ee60-6a55-11ea-9dc4-fa163e0a8baf","近端直径：D1（mm）：40、远端直径：D2（mm）：32；覆膜段长度：L1（mm） ：70、裸段长度：L2（mm） ：20","HT4032-070-2000","血管介入治疗类材料","国械注准20153130517","直管型覆膜支架及输送系统(短主体)","是","是",null,"血管支架","f32","cq320000112"]
[244,115,"周围血管介入类","覆膜支架(胸主动脉专用)","直管型覆膜支架及输送系统(商品名:Hercules)(短主体)","上海微创心脉医疗科技（集团）股份有限公司","913101150512565326","上海微创心脉医疗科技（集团）股份有限公司","C0206050010001002501","0001045","","8827f0d0-6a55-11ea-9dc4-fa163e0a8baf","近端直径：D1（mm）：42、远端直径：D2（mm）：38；覆膜段长度：L1（mm） ：70、裸段长度：L2（mm） ：20","HT4238-070-2000","血管介入治疗类材料","国械注准20153130517","直管型覆膜支架及输送系统(短主体)","是","是",null,"血管支架","f32","cq320000112"]
[245,115,"周围血管介入类","覆膜支架(胸主动脉专用)","直管型覆膜支架及输送系统(商品名:Hercules)(短主体)","上海微创心脉医疗科技（集团）股份有限公司","913101150512565326","上海微创心脉医疗科技（集团）股份有限公司","C0206050010001002501","0001046","","8827f2d8-6a55-11ea-9dc4-fa163e0a8baf","近端直径：D1（mm）：42、远端直径：D2（mm）：38；覆膜段长度：L1（mm） ：80、裸段长度：L2（mm） ：20","HT4238-080-2000","血管介入治疗类材料","国械注准20153130517","直管型覆膜支架及输送系统(短主体)","是","是",null,"血管支架","f32","cq320000112"]
[246,115,"周围血管介入类","覆膜支架(胸主动脉专用)","直管型覆膜支架及输送系统(商品名:Hercules)(短主体)","上海微创心脉医疗科技（集团）股份有限公司","913101150512565326","上海微创心脉医疗科技（集团）股份有限公司","C0206050010001002501","0001047","","8827f4e2-6a55-11ea-9dc4-fa163e0a8baf","近端直径：D1（mm）：40、远端直径：D2（mm）：40；覆膜段长度：L1（mm） ：60、裸段长度：L2（mm） ：15","HT4040-060-1500","血管介入治疗类材料","国械注准20153130517","直管型覆膜支架及输送系统(短主体)","是","是",null,"血管支架","f32","cq320000112"]
[247,115,"周围血管介入类","覆膜支架(胸主动脉专用)","直管型覆膜支架及输送系统(商品名:Hercules)(短主体)","上海微创心脉医疗科技（集团）股份有限公司","913101150512565326","上海微创心脉医疗科技（集团）股份有限公司","C0206050010001002501","0001048","","8827f6d9-6a55-11ea-9dc4-fa163e0a8baf","近端直径：D1（mm）：14、远端直径：D2（mm）：20；覆膜段长度：L1（mm） ：90、裸段长度：L2（mm） ：0","HT1420-090-0000","血管介入治疗类材料","国械注准20153130517","直管型覆膜支架及输送系统(短主体)","是","是",null,"血管支架","f32","cq320000112"]
[248,115,"周围血管介入类","覆膜支架(胸主动脉专用)","直管型覆膜支架及输送系统(商品名:Hercules)(短主体)","上海微创心脉医疗科技（集团）股份有限公司","913101150512565326","上海微创心脉医疗科技（集团）股份有限公司","C0206050010001002501","0001050","","8827faee-6a55-11ea-9dc4-fa163e0a8baf","近端直径：D1（mm）：16、远端直径：D2（mm）：14；覆膜段长度：L1（mm） ：70、裸段长度：L2（mm） ：0","HT1614-070-0000","血管介入治疗类材料","国械注准20153130517","直管型覆膜支架及输送系统(短主体)","是","是",null,"血管支架","f32","cq320000112"]
[249,115,"周围血管介入类","覆膜支架(胸主动脉专用)","直管型覆膜支架及输送系统(商品名:Hercules)(短主体)","上海微创心脉医疗科技（集团）股份有限公司","913101150512565326","上海微创心脉医疗科技（集团）股份有限公司","C0206050010001002501","0001051","","8827fcf6-6a55-11ea-9dc4-fa163e0a8baf","近端直径：D1（mm）：36、远端直径：D2（mm）：32；覆膜段长度：L1（mm） ：70、裸段长度：L2（mm） ：20","HT3632-070-2000","血管介入治疗类材料","国械注准20153130517","直管型覆膜支架及输送系统(短主体)","是","是",null,"血管支架","f32","cq320000112"]
[250,115,"周围血管介入类","覆膜支架(胸主动脉专用)","直管型覆膜支架及输送系统(商品名:Hercules)(短主体)","上海微创心脉医疗科技（集团）股份有限公司","913101150512565326","上海微创心脉医疗科技（集团）股份有限公司","C0206050010001002501","0001052","","8827fefb-6a55-11ea-9dc4-fa163e0a8baf","近端直径：D1（mm）：28、远端直径：D2（mm）：26；覆膜段长度：L1（mm） ：70、裸段长度：L2（mm） ：15","HT2826-070-1500","血管介入治疗类材料","国械注准20153130517","直管型覆膜支架及输送系统(短主体)","是","是",null,"血管支架","f32","cq320000112"]
[251,115,"周围血管介入类","覆膜支架(胸主动脉专用)","直管型覆膜支架及输送系统(商品名:Hercules)(短主体)","上海微创心脉医疗科技（集团）股份有限公司","913101150512565326","上海微创心脉医疗科技（集团）股份有限公司","C0206050010001002501","0001053","","8828010b-6a55-11ea-9dc4-fa163e0a8baf","近端直径：D1（mm）：42、远端直径：D2（mm）：34；覆膜段长度：L1（mm） ：90、裸段长度：L2（mm） ：15","HT4234-090-1500","血管介入治疗类材料","国械注准20153130517","直管型覆膜支架及输送系统(短主体)","是","是",null,"血管支架","f32","cq320000112"]
[252,115,"周围血管介入类","覆膜支架(胸主动脉专用)","直管型覆膜支架及输送系统(商品名:Hercules)(短主体)","上海微创心脉医疗科技（集团）股份有限公司","913101150512565326","上海微创心脉医疗科技（集团）股份有限公司","C0206050010001002501","0001054","","8828030c-6a55-11ea-9dc4-fa163e0a8baf","近端直径：D1（mm）：42、远端直径：D2（mm）：30；覆膜段长度：L1（mm） ：60、裸段长度：L2（mm） ：20","HT4230-060-2000","血管介入治疗类材料","国械注准20153130517","直管型覆膜支架及输送系统(短主体)","是","是",null,"血管支架","f32","cq320000112"]
[253,115,"周围血管介入类","覆膜支架(胸主动脉专用)","直管型覆膜支架及输送系统(商品名:Hercules)(短主体)","上海微创心脉医疗科技（集团）股份有限公司","913101150512565326","上海微创心脉医疗科技（集团）股份有限公司","C0206050010001002501","0001055","","88280515-6a55-11ea-9dc4-fa163e0a8baf","近端直径：D1（mm）：40、远端直径：D2（mm）：40；覆膜段长度：L1（mm） ：70、裸段长度：L2（mm） ：15","HT4040-070-1500","血管介入治疗类材料","国械注准20153130517","直管型覆膜支架及输送系统(短主体)","是","是",null,"血管支架","f32","cq320000112"]
[254,115,"周围血管介入类","覆膜支架(胸主动脉专用)","直管型覆膜支架及输送系统(商品名:Hercules)(短主体)","上海微创心脉医疗科技（集团）股份有限公司","913101150512565326","上海微创心脉医疗科技（集团）股份有限公司","C0206050010001002501","0001056","","8828072f-6a55-11ea-9dc4-fa163e0a8baf","近端直径：D1（mm）：42、远端直径：D2（mm）：40；覆膜段长度：L1（mm） ：90、裸段长度：L2（mm） ：15","HT4240-090-1500","血管介入治疗类材料","国械注准20153130517","直管型覆膜支架及输送系统(短主体)","是","是",null,"血管支架","f32","cq320000112"]
[255,115,"周围血管介入类","覆膜支架(胸主动脉专用)","直管型覆膜支架及输送系统(商品名:Hercules)(短主体)","上海微创心脉医疗科技（集团）股份有限公司","913101150512565326","上海微创心脉医疗科技（集团）股份有限公司","C0206050010001002501","0001057","","8828093e-6a55-11ea-9dc4-fa163e0a8baf","近端直径：D1（mm）：42、远端直径：D2（mm）：36；覆膜段长度：L1（mm） ：70、裸段长度：L2（mm） ：15","HT4236-070-1500","血管介入治疗类材料","国械注准20153130517","直管型覆膜支架及输送系统(短主体)","是","是",null,"血管支架","f32","cq320000112"]
[256,115,"周围血管介入类","覆膜支架(胸主动脉专用)","直管型覆膜支架及输送系统(商品名:Hercules)(短主体)","上海微创心脉医疗科技（集团）股份有限公司","913101150512565326","上海微创心脉医疗科技（集团）股份有限公司","C0206050010001002501","0001058","","88280d6f-6a55-11ea-9dc4-fa163e0a8baf","近端直径：D1（mm）：44、远端直径：D2（mm）：34；覆膜段长度：L1（mm） ：80、裸段长度：L2（mm） ：20","HT4434-080-2000","血管介入治疗类材料","国械注准20153130517","直管型覆膜支架及输送系统(短主体)","是","是",null,"血管支架","f32","cq320000112"]
[257,115,"周围血管介入类","覆膜支架(胸主动脉专用)","直管型覆膜支架及输送系统(商品名:Hercules)(短主体)","上海微创心脉医疗科技（集团）股份有限公司","913101150512565326","上海微创心脉医疗科技（集团）股份有限公司","C0206050010001002501","0001059","","88280fa9-6a55-11ea-9dc4-fa163e0a8baf","近端直径：D1（mm）：22、远端直径：D2（mm）：20；覆膜段长度：L1（mm） ：90、裸段长度：L2（mm） ：15","HT2220-090-1500","血管介入治疗类材料","国械注准20153130517","直管型覆膜支架及输送系统(短主体)","是","是",null,"血管支架","f32","cq320000112"]
[258,115,"周围血管介入类","覆膜支架(胸主动脉专用)","直管型覆膜支架及输送系统(商品名:Hercules)(短主体)","上海微创心脉医疗科技（集团）股份有限公司","913101150512565326","上海微创心脉医疗科技（集团）股份有限公司","C0206050010001002501","0001060","","882811b4-6a55-11ea-9dc4-fa163e0a8baf","近端直径：D1（mm）：34、远端直径：D2（mm）：32；覆膜段长度：L1（mm） ：90、裸段长度：L2（mm） ：20","HT3432-090-2000","血管介入治疗类材料","国械注准20153130517","直管型覆膜支架及输送系统(短主体)","是","是",null,"血管支架","f32","cq320000112"]
[259,115,"周围血管介入类","覆膜支架(胸主动脉专用)","直管型覆膜支架及输送系统(商品名:Hercules)(短主体)","上海微创心脉医疗科技（集团）股份有限公司","913101150512565326","上海微创心脉医疗科技（集团）股份有限公司","C0206050010001002501","0001061","","882813dd-6a55-11ea-9dc4-fa163e0a8baf","近端直径：D1（mm）：22、远端直径：D2（mm）：18；覆膜段长度：L1（mm） ：90、裸段长度：L2（mm） ：15","HT2218-090-1500","血管介入治疗类材料","国械注准20153130517","直管型覆膜支架及输送系统(短主体)","是","是",null,"血管支架","f32","cq320000112"]
[260,115,"周围血管介入类","覆膜支架(胸主动脉专用)","直管型覆膜支架及输送系统(商品名:Hercules)(短主体)","上海微创心脉医疗科技（集团）股份有限公司","913101150512565326","上海微创心脉医疗科技（集团）股份有限公司","C0206050010001002501","0001062","","88281605-6a55-11ea-9dc4-fa163e0a8baf","近端直径：D1（mm）：14、远端直径：D2（mm）：26；覆膜段长度：L1（mm） ：90、裸段长度：L2（mm） ：0","HT1426-090-0000","血管介入治疗类材料","国械注准20153130517","直管型覆膜支架及输送系统(短主体)","是","是",null,"血管支架","f32","cq320000112"]
[261,115,"周围血管介入类","覆膜支架(胸主动脉专用)","直管型覆膜支架及输送系统(商品名:Hercules)(短主体)","上海微创心脉医疗科技（集团）股份有限公司","913101150512565326","上海微创心脉医疗科技（集团）股份有限公司","C0206050010001002501","0001064","","88281a28-6a55-11ea-9dc4-fa163e0a8baf","近端直径：D1（mm）：14、远端直径：D2（mm）：24；覆膜段长度：L1（mm） ：60、裸段长度：L2（mm） ：0","HT1424-060-0000","血管介入治疗类材料","国械注准20153130517","直管型覆膜支架及输送系统(短主体)","是","是",null,"血管支架","f32","cq320000112"]
[262,115,"周围血管介入类","覆膜支架(胸主动脉专用)","直管型覆膜支架及输送系统(商品名:Hercules)(短主体)","上海微创心脉医疗科技（集团）股份有限公司","913101150512565326","上海微创心脉医疗科技（集团）股份有限公司","C0206050010001002501","0001065","","88281c1d-6a55-11ea-9dc4-fa163e0a8baf","近端直径：D1（mm）：42、远端直径：D2（mm）：42；覆膜段长度：L1（mm） ：60、裸段长度：L2（mm） ：20","HT4242-060-2000","血管介入治疗类材料","国械注准20153130517","直管型覆膜支架及输送系统(短主体)","是","是",null,"血管支架","f32","cq320000112"]
[263,115,"周围血管介入类","覆膜支架(胸主动脉专用)","直管型覆膜支架及输送系统(商品名:Hercules)(短主体)","上海微创心脉医疗科技（集团）股份有限公司","913101150512565326","上海微创心脉医疗科技（集团）股份有限公司","C0206050010001002501","0001066","","88281e1f-6a55-11ea-9dc4-fa163e0a8baf","近端直径：D1（mm）：42、远端直径：D2（mm）：30；覆膜段长度：L1（mm） ：90、裸段长度：L2（mm） ：20","HT4230-090-2000","血管介入治疗类材料","国械注准20153130517","直管型覆膜支架及输送系统(短主体)","是","是",null,"血管支架","f32","cq320000112"]
[264,115,"周围血管介入类","覆膜支架(胸主动脉专用)","直管型覆膜支架及输送系统(商品名:Hercules)(短主体)","上海微创心脉医疗科技（集团）股份有限公司","913101150512565326","上海微创心脉医疗科技（集团）股份有限公司","C0206050010001002501","0001067","","8828201e-6a55-11ea-9dc4-fa163e0a8baf","近端直径：D1（mm）：22、远端直径：D2（mm）：22；覆膜段长度：L1（mm） ：70、裸段长度：L2（mm） ：15","HT2222-070-1500","血管介入治疗类材料","国械注准20153130517","直管型覆膜支架及输送系统(短主体)","是","是",null,"血管支架","f32","cq320000112"]
[265,115,"周围血管介入类","覆膜支架(胸主动脉专用)","直管型覆膜支架及输送系统(商品名:Hercules)(短主体)","上海微创心脉医疗科技（集团）股份有限公司","913101150512565326","上海微创心脉医疗科技（集团）股份有限公司","C0206050010001002501","0001068","","8828222e-6a55-11ea-9dc4-fa163e0a8baf","近端直径：D1（mm）：44、远端直径：D2（mm）：38；覆膜段长度：L1（mm） ：70、裸段长度：L2（mm） ：20","HT4438-070-2000","血管介入治疗类材料","国械注准20153130517","直管型覆膜支架及输送系统(短主体)","是","是",null,"血管支架","f32","cq320000112"]
[266,115,"周围血管介入类","覆膜支架(胸主动脉专用)","直管型覆膜支架及输送系统(商品名:Hercules)(短主体)","上海微创心脉医疗科技（集团）股份有限公司","913101150512565326","上海微创心脉医疗科技（集团）股份有限公司","C0206050010001002501","0001069","","8828242a-6a55-11ea-9dc4-fa163e0a8baf","近端直径：D1（mm）：38、远端直径：D2（mm）：38；覆膜段长度：L1（mm） ：60、裸段长度：L2（mm） ：20","HT3838-060-2000","血管介入治疗类材料","国械注准20153130517","直管型覆膜支架及输送系统(短主体)","是","是",null,"血管支架","f32","cq320000112"]
[267,115,"周围血管介入类","覆膜支架(胸主动脉专用)","直管型覆膜支架及输送系统(商品名:Hercules)(短主体)","上海微创心脉医疗科技（集团）股份有限公司","913101150512565326","上海微创心脉医疗科技（集团）股份有限公司","C0206050010001002501","0001070","","8828264b-6a55-11ea-9dc4-fa163e0a8baf","近端直径：D1（mm）：16、远端直径：D2（mm）：24；覆膜段长度：L1（mm） ：90、裸段长度：L2（mm） ：0","HT1624-090-0000","血管介入治疗类材料","国械注准20153130517","直管型覆膜支架及输送系统(短主体)","是","是",null,"血管支架","f32","cq320000112"]
[268,115,"周围血管介入类","覆膜支架(胸主动脉专用)","直管型覆膜支架及输送系统(商品名:Hercules)(短主体)","上海微创心脉医疗科技（集团）股份有限公司","913101150512565326","上海微创心脉医疗科技（集团）股份有限公司","C0206050010001002501","0001071","","88282859-6a55-11ea-9dc4-fa163e0a8baf","近端直径：D1（mm）：38、远端直径：D2（mm）：26；覆膜段长度：L1（mm） ：60、裸段长度：L2（mm） ：15","HT3826-060-1500","血管介入治疗类材料","国械注准20153130517","直管型覆膜支架及输送系统(短主体)","是","是",null,"血管支架","f32","cq320000112"]
[269,115,"周围血管介入类","覆膜支架(胸主动脉专用)","直管型覆膜支架及输送系统(商品名:Hercules)(短主体)","上海微创心脉医疗科技（集团）股份有限公司","913101150512565326","上海微创心脉医疗科技（集团）股份有限公司","C0206050010001002501","0001072","","88282a58-6a55-11ea-9dc4-fa163e0a8baf","近端直径：D1（mm）：38、远端直径：D2（mm）：38；覆膜段长度：L1（mm） ：90、裸段长度：L2（mm） ：15","HT3838-090-1500","血管介入治疗类材料","国械注准20153130517","直管型覆膜支架及输送系统(短主体)","是","是",null,"血管支架","f32","cq320000112"]
[270,115,"周围血管介入类","覆膜支架(胸主动脉专用)","直管型覆膜支架及输送系统(商品名:Hercules)(短主体)","上海微创心脉医疗科技（集团）股份有限公司","913101150512565326","上海微创心脉医疗科技（集团）股份有限公司","C0206050010001002501","0001073","","88282c57-6a55-11ea-9dc4-fa163e0a8baf","近端直径：D1（mm）：22、远端直径：D2（mm）：20；覆膜段长度：L1（mm） ：80、裸段长度：L2（mm） ：15","HT2220-080-1500","血管介入治疗类材料","国械注准20153130517","直管型覆膜支架及输送系统(短主体)","是","是",null,"血管支架","f32","cq320000112"]
[271,115,"周围血管介入类","覆膜支架(胸主动脉专用)","直管型覆膜支架及输送系统(商品名:Hercules)(短主体)","上海微创心脉医疗科技（集团）股份有限公司","913101150512565326","上海微创心脉医疗科技（集团）股份有限公司","C0206050010001002501","0001074","","88282e5a-6a55-11ea-9dc4-fa163e0a8baf","近端直径：D1（mm）：40、远端直径：D2（mm）：38；覆膜段长度：L1（mm） ：70、裸段长度：L2（mm） ：15","HT4038-070-1500","血管介入治疗类材料","国械注准20153130517","直管型覆膜支架及输送系统(短主体)","是","是",null,"血管支架","f32","cq320000112"]
[272,115,"周围血管介入类","覆膜支架(胸主动脉专用)","直管型覆膜支架及输送系统(商品名:Hercules)(短主体)","上海微创心脉医疗科技（集团）股份有限公司","913101150512565326","上海微创心脉医疗科技（集团）股份有限公司","C0206050010001002501","0001075","","8828304b-6a55-11ea-9dc4-fa163e0a8baf","近端直径：D1（mm）：34、远端直径：D2（mm）：32；覆膜段长度：L1（mm） ：70、裸段长度：L2（mm） ：20","HT3432-070-2000","血管介入治疗类材料","国械注准20153130517","直管型覆膜支架及输送系统(短主体)","是","是",null,"血管支架","f32","cq320000112"]
[273,115,"周围血管介入类","覆膜支架(胸主动脉专用)","直管型覆膜支架及输送系统(商品名:Hercules)(短主体)","上海微创心脉医疗科技（集团）股份有限公司","913101150512565326","上海微创心脉医疗科技（集团）股份有限公司","C0206050010001002501","0001076","","88283259-6a55-11ea-9dc4-fa163e0a8baf","近端直径：D1（mm）：40、远端直径：D2（mm）：38；覆膜段长度：L1（mm） ：60、裸段长度：L2（mm） ：20","HT4038-060-2000","血管介入治疗类材料","国械注准20153130517","直管型覆膜支架及输送系统(短主体)","是","是",null,"血管支架","f32","cq320000112"]
[274,115,"周围血管介入类","覆膜支架(胸主动脉专用)","直管型覆膜支架及输送系统(商品名:Hercules)(短主体)","上海微创心脉医疗科技（集团）股份有限公司","913101150512565326","上海微创心脉医疗科技（集团）股份有限公司","C0206050010001002501","0001077","","8828344a-6a55-11ea-9dc4-fa163e0a8baf","近端直径：D1（mm）：38、远端直径：D2（mm）：36；覆膜段长度：L1（mm） ：60、裸段长度：L2（mm） ：20","HT3836-060-2000","血管介入治疗类材料","国械注准20153130517","直管型覆膜支架及输送系统(短主体)","是","是",null,"血管支架","f32","cq320000112"]
[275,115,"周围血管介入类","覆膜支架(胸主动脉专用)","直管型覆膜支架及输送系统(商品名:Hercules)(短主体)","上海微创心脉医疗科技（集团）股份有限公司","913101150512565326","上海微创心脉医疗科技（集团）股份有限公司","C0206050010001002501","0001078","","8828365e-6a55-11ea-9dc4-fa163e0a8baf","近端直径：D1（mm）：14、远端直径：D2（mm）：12；覆膜段长度：L1（mm） ：90、裸段长度：L2（mm） ：0","HT1412-090-0000","血管介入治疗类材料","国械注准20153130517","直管型覆膜支架及输送系统(短主体)","是","是",null,"血管支架","f32","cq320000112"]
[276,115,"周围血管介入类","覆膜支架(胸主动脉专用)","直管型覆膜支架及输送系统(商品名:Hercules)(短主体)","上海微创心脉医疗科技（集团）股份有限公司","913101150512565326","上海微创心脉医疗科技（集团）股份有限公司","C0206050010001002501","0001079","","882838ab-6a55-11ea-9dc4-fa163e0a8baf","近端直径：D1（mm）：36、远端直径：D2（mm）：30；覆膜段长度：L1（mm） ：90、裸段长度：L2（mm） ：20","HT3630-090-2000","血管介入治疗类材料","国械注准20153130517","直管型覆膜支架及输送系统(短主体)","是","是",null,"血管支架","f32","cq320000112"]
[277,115,"周围血管介入类","覆膜支架(胸主动脉专用)","直管型覆膜支架及输送系统(商品名:Hercules)(短主体)","上海微创心脉医疗科技（集团）股份有限公司","913101150512565326","上海微创心脉医疗科技（集团）股份有限公司","C0206050010001002501","0001080","","88283ad4-6a55-11ea-9dc4-fa163e0a8baf","近端直径：D1（mm）：22、远端直径：D2（mm）：18；覆膜段长度：L1（mm） ：80、裸段长度：L2（mm） ：15","HT2218-080-1500","血管介入治疗类材料","国械注准20153130517","直管型覆膜支架及输送系统(短主体)","是","是",null,"血管支架","f32","cq320000112"]
[278,115,"周围血管介入类","覆膜支架(胸主动脉专用)","直管型覆膜支架及输送系统(商品名:Hercules)(短主体)","上海微创心脉医疗科技（集团）股份有限公司","913101150512565326","上海微创心脉医疗科技（集团）股份有限公司","C0206050010001002501","0001081","","88283ee4-6a55-11ea-9dc4-fa163e0a8baf","近端直径：D1（mm）：42、远端直径：D2（mm）：38；覆膜段长度：L1（mm） ：60、裸段长度：L2（mm） ：15","HT4238-060-1500","血管介入治疗类材料","国械注准20153130517","直管型覆膜支架及输送系统(短主体)","是","是",null,"血管支架","f32","cq320000112"]
[279,115,"周围血管介入类","覆膜支架(胸主动脉专用)","直管型覆膜支架及输送系统(商品名:Hercules)(短主体)","上海微创心脉医疗科技（集团）股份有限公司","913101150512565326","上海微创心脉医疗科技（集团）股份有限公司","C0206050010001002501","0001082","","882840f2-6a55-11ea-9dc4-fa163e0a8baf","近端直径：D1（mm）：42、远端直径：D2（mm）：38；覆膜段长度：L1（mm） ：90、裸段长度：L2（mm） ：20","HT4238-090-2000","血管介入治疗类材料","国械注准20153130517","直管型覆膜支架及输送系统(短主体)","是","是",null,"血管支架","f32","cq320000112"]
[280,115,"周围血管介入类","覆膜支架(胸主动脉专用)","直管型覆膜支架及输送系统(商品名:Hercules)(短主体)","上海微创心脉医疗科技（集团）股份有限公司","913101150512565326","上海微创心脉医疗科技（集团）股份有限公司","C0206050010001002501","0001083","","882842f0-6a55-11ea-9dc4-fa163e0a8baf","近端直径：D1（mm）：38、远端直径：D2（mm）：36；覆膜段长度：L1（mm） ：60、裸段长度：L2（mm） ：15","HT3836-060-1500","血管介入治疗类材料","国械注准20153130517","直管型覆膜支架及输送系统(短主体)","是","是",null,"血管支架","f32","cq320000112"]
[281,115,"周围血管介入类","覆膜支架(胸主动脉专用)","直管型覆膜支架及输送系统(商品名:Hercules)(短主体)","上海微创心脉医疗科技（集团）股份有限公司","913101150512565326","上海微创心脉医疗科技（集团）股份有限公司","C0206050010001002501","0001084","","88284502-6a55-11ea-9dc4-fa163e0a8baf","近端直径：D1（mm）：34、远端直径：D2（mm）：28；覆膜段长度：L1（mm） ：60、裸段长度：L2（mm） ：20","HT3428-060-2000","血管介入治疗类材料","国械注准20153130517","直管型覆膜支架及输送系统(短主体)","是","是",null,"血管支架","f32","cq320000112"]
[282,115,"周围血管介入类","覆膜支架(胸主动脉专用)","直管型覆膜支架及输送系统(商品名:Hercules)(短主体)","上海微创心脉医疗科技（集团）股份有限公司","913101150512565326","上海微创心脉医疗科技（集团）股份有限公司","C0206050010001002501","0001085","","88284703-6a55-11ea-9dc4-fa163e0a8baf","近端直径：D1（mm）：18、远端直径：D2（mm）：14；覆膜段长度：L1（mm） ：60、裸段长度：L2（mm） ：0","HT1814-060-0000","血管介入治疗类材料","国械注准20153130517","直管型覆膜支架及输送系统(短主体)","是","是",null,"血管支架","f32","cq320000112"]
[283,115,"周围血管介入类","覆膜支架(胸主动脉专用)","直管型覆膜支架及输送系统(商品名:Hercules)(短主体)","上海微创心脉医疗科技（集团）股份有限公司","913101150512565326","上海微创心脉医疗科技（集团）股份有限公司","C0206050010001002501","0001086","","88284907-6a55-11ea-9dc4-fa163e0a8baf","近端直径：D1（mm）：18、远端直径：D2（mm）：26；覆膜段长度：L1（mm） ：80、裸段长度：L2（mm） ：0","HT1826-080-0000","血管介入治疗类材料","国械注准20153130517","直管型覆膜支架及输送系统(短主体)","是","是",null,"血管支架","f32","cq320000112"]
[284,115,"周围血管介入类","覆膜支架(胸主动脉专用)","直管型覆膜支架及输送系统(商品名:Hercules)(短主体)","上海微创心脉医疗科技（集团）股份有限公司","913101150512565326","上海微创心脉医疗科技（集团）股份有限公司","C0206050010001002501","0001087","","88284b08-6a55-11ea-9dc4-fa163e0a8baf","近端直径：D1（mm）：16、远端直径：D2（mm）：22；覆膜段长度：L1（mm） ：60、裸段长度：L2（mm） ：0","HT1622-060-0000","血管介入治疗类材料","国械注准20153130517","直管型覆膜支架及输送系统(短主体)","是","是",null,"血管支架","f32","cq320000112"]
[285,115,"周围血管介入类","覆膜支架(胸主动脉专用)","直管型覆膜支架及输送系统(商品名:Hercules)(短主体)","上海微创心脉医疗科技（集团）股份有限公司","913101150512565326","上海微创心脉医疗科技（集团）股份有限公司","C0206050010001002501","0001088","","88284d17-6a55-11ea-9dc4-fa163e0a8baf","近端直径：D1（mm）：18、远端直径：D2（mm）：22；覆膜段长度：L1（mm） ：80、裸段长度：L2（mm） ：0","HT1822-080-0000","血管介入治疗类材料","国械注准20153130517","直管型覆膜支架及输送系统(短主体)","是","是",null,"血管支架","f32","cq320000112"]
[286,115,"周围血管介入类","覆膜支架(胸主动脉专用)","直管型覆膜支架及输送系统(商品名:Hercules)(短主体)","上海微创心脉医疗科技（集团）股份有限公司","913101150512565326","上海微创心脉医疗科技（集团）股份有限公司","C0206050010001002501","0001089","","88284f29-6a55-11ea-9dc4-fa163e0a8baf","近端直径：D1（mm）：18、远端直径：D2（mm）：16；覆膜段长度：L1（mm） ：70、裸段长度：L2（mm） ：0","HT1816-070-0000","血管介入治疗类材料","国械注准20153130517","直管型覆膜支架及输送系统(短主体)","是","是",null,"血管支架","f32","cq320000112"]
[287,115,"周围血管介入类","覆膜支架(胸主动脉专用)","直管型覆膜支架及输送系统(商品名:Hercules)(短主体)","上海微创心脉医疗科技（集团）股份有限公司","913101150512565326","上海微创心脉医疗科技（集团）股份有限公司","C0206050010001002501","0001090","","8828512e-6a55-11ea-9dc4-fa163e0a8baf","近端直径：D1（mm）：32、远端直径：D2（mm）：24；覆膜段长度：L1（mm） ：60、裸段长度：L2（mm） ：20","HT3224-060-2000","血管介入治疗类材料","国械注准20153130517","直管型覆膜支架及输送系统(短主体)","是","是",null,"血管支架","f32","cq320000112"]
[288,115,"周围血管介入类","覆膜支架(胸主动脉专用)","直管型覆膜支架及输送系统(商品名:Hercules)(短主体)","上海微创心脉医疗科技（集团）股份有限公司","913101150512565326","上海微创心脉医疗科技（集团）股份有限公司","C0206050010001002501","0001091","","8828533e-6a55-11ea-9dc4-fa163e0a8baf","近端直径：D1（mm）：38、远端直径：D2（mm）：38；覆膜段长度：L1（mm） ：70、裸段长度：L2（mm） ：20","HT3838-070-2000","血管介入治疗类材料","国械注准20153130517","直管型覆膜支架及输送系统(短主体)","是","是",null,"血管支架","f32","cq320000112"]
[289,115,"周围血管介入类","覆膜支架(胸主动脉专用)","直管型覆膜支架及输送系统(商品名:Hercules)(短主体)","上海微创心脉医疗科技（集团）股份有限公司","913101150512565326","上海微创心脉医疗科技（集团）股份有限公司","C0206050010001002501","0001092","","8828554b-6a55-11ea-9dc4-fa163e0a8baf","近端直径：D1（mm）：30、远端直径：D2（mm）：24；覆膜段长度：L1（mm） ：80、裸段长度：L2（mm） ：20","HT3024-080-2000","血管介入治疗类材料","国械注准20153130517","直管型覆膜支架及输送系统(短主体)","是","是",null,"血管支架","f32","cq320000112"]
[290,115,"周围血管介入类","覆膜支架(胸主动脉专用)","直管型覆膜支架及输送系统(商品名:Hercules)(短主体)","上海微创心脉医疗科技（集团）股份有限公司","913101150512565326","上海微创心脉医疗科技（集团）股份有限公司","C0206050010001002501","0001093","","88285749-6a55-11ea-9dc4-fa163e0a8baf","近端直径：D1（mm）：40、远端直径：D2（mm）：28；覆膜段长度：L1（mm） ：90、裸段长度：L2（mm） ：15","HT4028-090-1500","血管介入治疗类材料","国械注准20153130517","直管型覆膜支架及输送系统(短主体)","是","是",null,"血管支架","f32","cq320000112"]
[291,115,"周围血管介入类","覆膜支架(胸主动脉专用)","直管型覆膜支架及输送系统(商品名:Hercules)(短主体)","上海微创心脉医疗科技（集团）股份有限公司","913101150512565326","上海微创心脉医疗科技（集团）股份有限公司","C0206050010001002501","0001094","","8828594e-6a55-11ea-9dc4-fa163e0a8baf","近端直径：D1（mm）：12、远端直径：D2（mm）：24；覆膜段长度：L1（mm） ：60、裸段长度：L2（mm） ：0","HT1224-060-0000","血管介入治疗类材料","国械注准20153130517","直管型覆膜支架及输送系统(短主体)","是","是",null,"血管支架","f32","cq320000112"]
[292,115,"周围血管介入类","覆膜支架(胸主动脉专用)","直管型覆膜支架及输送系统(商品名:Hercules)(短主体)","上海微创心脉医疗科技（集团）股份有限公司","913101150512565326","上海微创心脉医疗科技（集团）股份有限公司","C0206050010001002501","0001095","","88285b83-6a55-11ea-9dc4-fa163e0a8baf","近端直径：D1（mm）：16、远端直径：D2（mm）：20；覆膜段长度：L1（mm） ：90、裸段长度：L2（mm） ：0","HT1620-090-0000","血管介入治疗类材料","国械注准20153130517","直管型覆膜支架及输送系统(短主体)","是","是",null,"血管支架","f32","cq320000112"]
[293,115,"周围血管介入类","覆膜支架(胸主动脉专用)","直管型覆膜支架及输送系统(商品名:Hercules)(短主体)","上海微创心脉医疗科技（集团）股份有限公司","913101150512565326","上海微创心脉医疗科技（集团）股份有限公司","C0206050010001002501","0001097","","88285f9a-6a55-11ea-9dc4-fa163e0a8baf","近端直径：D1（mm）：40、远端直径：D2（mm）：38；覆膜段长度：L1（mm） ：90、裸段长度：L2（mm） ：20","HT4038-090-2000","血管介入治疗类材料","国械注准20153130517","直管型覆膜支架及输送系统(短主体)","是","是",null,"血管支架","f32","cq320000112"]
[294,115,"周围血管介入类","覆膜支架(胸主动脉专用)","直管型覆膜支架及输送系统(商品名:Hercules)(短主体)","上海微创心脉医疗科技（集团）股份有限公司","913101150512565326","上海微创心脉医疗科技（集团）股份有限公司","C0206050010001002501","0001098","","882861a5-6a55-11ea-9dc4-fa163e0a8baf","近端直径：D1（mm）：32、远端直径：D2（mm）：30；覆膜段长度：L1（mm） ：90、裸段长度：L2（mm） ：20","HT3230-090-2000","血管介入治疗类材料","国械注准20153130517","直管型覆膜支架及输送系统(短主体)","是","是",null,"血管支架","f32","cq320000112"]
[295,115,"周围血管介入类","覆膜支架(胸主动脉专用)","直管型覆膜支架及输送系统(商品名:Hercules)(短主体)","上海微创心脉医疗科技（集团）股份有限公司","913101150512565326","上海微创心脉医疗科技（集团）股份有限公司","C0206050010001002501","0001099","","882863d9-6a55-11ea-9dc4-fa163e0a8baf","近端直径：D1（mm）：32、远端直径：D2（mm）：30；覆膜段长度：L1（mm） ：80、裸段长度：L2（mm） ：20","HT3230-080-2000","血管介入治疗类材料","国械注准20153130517","直管型覆膜支架及输送系统(短主体)","是","是",null,"血管支架","f32","cq320000112"]
[296,115,"周围血管介入类","覆膜支架(胸主动脉专用)","直管型覆膜支架及输送系统(商品名:Hercules)(短主体)","上海微创心脉医疗科技（集团）股份有限公司","913101150512565326","上海微创心脉医疗科技（集团）股份有限公司","C0206050010001002501","0001100","","8828665a-6a55-11ea-9dc4-fa163e0a8baf","近端直径：D1（mm）：44、远端直径：D2（mm）：44；覆膜段长度：L1（mm） ：60、裸段长度：L2（mm） ：15","HT4444-060-1500","血管介入治疗类材料","国械注准20153130517","直管型覆膜支架及输送系统(短主体)","是","是",null,"血管支架","f32","cq320000112"]
[297,115,"周围血管介入类","覆膜支架(胸主动脉专用)","直管型覆膜支架及输送系统(商品名:Hercules)(短主体)","上海微创心脉医疗科技（集团）股份有限公司","913101150512565326","上海微创心脉医疗科技（集团）股份有限公司","C0206050010001002501","0001101","","88286aba-6a55-11ea-9dc4-fa163e0a8baf","近端直径：D1（mm）：24、远端直径：D2（mm）：24；覆膜段长度：L1（mm） ：90、裸段长度：L2（mm） ：15","HT2424-090-1500","血管介入治疗类材料","国械注准20153130517","直管型覆膜支架及输送系统(短主体)","是","是",null,"血管支架","f32","cq320000112"]
[298,115,"周围血管介入类","覆膜支架(胸主动脉专用)","直管型覆膜支架及输送系统(商品名:Hercules)(短主体)","上海微创心脉医疗科技（集团）股份有限公司","913101150512565326","上海微创心脉医疗科技（集团）股份有限公司","C0206050010001002501","0001102","","88286d06-6a55-11ea-9dc4-fa163e0a8baf","近端直径：D1（mm）：16、远端直径：D2（mm）：26；覆膜段长度：L1（mm） ：70、裸段长度：L2（mm） ：0","HT1626-070-0000","血管介入治疗类材料","国械注准20153130517","直管型覆膜支架及输送系统(短主体)","是","是",null,"血管支架","f32","cq320000112"]
[299,115,"周围血管介入类","覆膜支架(胸主动脉专用)","直管型覆膜支架及输送系统(商品名:Hercules)(短主体)","上海微创心脉医疗科技（集团）股份有限公司","913101150512565326","上海微创心脉医疗科技（集团）股份有限公司","C0206050010001002501","0001103","","88286f08-6a55-11ea-9dc4-fa163e0a8baf","近端直径：D1（mm）：40、远端直径：D2（mm）：32；覆膜段长度：L1（mm） ：70、裸段长度：L2（mm） ：15","HT4032-070-1500","血管介入治疗类材料","国械注准20153130517","直管型覆膜支架及输送系统(短主体)","是","是",null,"血管支架","f32","cq320000112"]
[300,115,"周围血管介入类","覆膜支架(胸主动脉专用)","直管型覆膜支架及输送系统(商品名:Hercules)(短主体)","上海微创心脉医疗科技（集团）股份有限公司","913101150512565326","上海微创心脉医疗科技（集团）股份有限公司","C0206050010001002501","0001104","","88287107-6a55-11ea-9dc4-fa163e0a8baf","近端直径：D1（mm）：38、远端直径：D2（mm）：26；覆膜段长度：L1（mm） ：80、裸段长度：L2（mm） ：15","HT3826-080-1500","血管介入治疗类材料","国械注准20153130517","直管型覆膜支架及输送系统(短主体)","是","是",null,"血管支架","f32","cq320000112"]
[301,115,"周围血管介入类","覆膜支架(胸主动脉专用)","直管型覆膜支架及输送系统(商品名:Hercules)(短主体)","上海微创心脉医疗科技（集团）股份有限公司","913101150512565326","上海微创心脉医疗科技（集团）股份有限公司","C0206050010001002501","0001105","","88287322-6a55-11ea-9dc4-fa163e0a8baf","近端直径：D1（mm）：34、远端直径：D2（mm）：34；覆膜段长度：L1（mm） ：90、裸段长度：L2（mm） ：20","HT3434-090-2000","血管介入治疗类材料","国械注准20153130517","直管型覆膜支架及输送系统(短主体)","是","是",null,"血管支架","f32","cq320000112"]
[302,115,"周围血管介入类","覆膜支架(胸主动脉专用)","直管型覆膜支架及输送系统(商品名:Hercules)(短主体)","上海微创心脉医疗科技（集团）股份有限公司","913101150512565326","上海微创心脉医疗科技（集团）股份有限公司","C0206050010001002501","0001106","","8828752a-6a55-11ea-9dc4-fa163e0a8baf","近端直径：D1（mm）：38、远端直径：D2（mm）：26；覆膜段长度：L1（mm） ：70、裸段长度：L2（mm） ：15","HT3826-070-1500","血管介入治疗类材料","国械注准20153130517","直管型覆膜支架及输送系统(短主体)","是","是",null,"血管支架","f32","cq320000112"]
[303,115,"周围血管介入类","覆膜支架(胸主动脉专用)","直管型覆膜支架及输送系统(商品名:Hercules)(短主体)","上海微创心脉医疗科技（集团）股份有限公司","913101150512565326","上海微创心脉医疗科技（集团）股份有限公司","C0206050010001002501","0001107","","88287750-6a55-11ea-9dc4-fa163e0a8baf","近端直径：D1（mm）：30、远端直径：D2（mm）：26；覆膜段长度：L1（mm） ：80、裸段长度：L2（mm） ：20","HT3026-080-2000","血管介入治疗类材料","国械注准20153130517","直管型覆膜支架及输送系统(短主体)","是","是",null,"血管支架","f32","cq320000112"]
[304,115,"周围血管介入类","覆膜支架(胸主动脉专用)","直管型覆膜支架及输送系统(商品名:Hercules)(短主体)","上海微创心脉医疗科技（集团）股份有限公司","913101150512565326","上海微创心脉医疗科技（集团）股份有限公司","C0206050010001002501","0001108","","88287945-6a55-11ea-9dc4-fa163e0a8baf","近端直径：D1（mm）：26、远端直径：D2（mm）：22；覆膜段长度：L1（mm） ：70、裸段长度：L2（mm） ：15","HT2622-070-1500","血管介入治疗类材料","国械注准20153130517","直管型覆膜支架及输送系统(短主体)","是","是",null,"血管支架","f32","cq320000112"]
[305,115,"周围血管介入类","覆膜支架(胸主动脉专用)","直管型覆膜支架及输送系统(商品名:Hercules)(短主体)","上海微创心脉医疗科技（集团）股份有限公司","913101150512565326","上海微创心脉医疗科技（集团）股份有限公司","C0206050010001002501","0001109","","88287b53-6a55-11ea-9dc4-fa163e0a8baf","近端直径：D1（mm）：12、远端直径：D2（mm）：22；覆膜段长度：L1（mm） ：60、裸段长度：L2（mm） ：0","HT1222-060-0000","血管介入治疗类材料","国械注准20153130517","直管型覆膜支架及输送系统(短主体)","是","是",null,"血管支架","f32","cq320000112"]
[306,115,"周围血管介入类","覆膜支架(胸主动脉专用)","直管型覆膜支架及输送系统(商品名:Hercules)(短主体)","上海微创心脉医疗科技（集团）股份有限公司","913101150512565326","上海微创心脉医疗科技（集团）股份有限公司","C0206050010001002501","0001110","","88287d63-6a55-11ea-9dc4-fa163e0a8baf","近端直径：D1（mm）：16、远端直径：D2（mm）：14；覆膜段长度：L1（mm） ：60、裸段长度：L2（mm） ：0","HT1614-060-0000","血管介入治疗类材料","国械注准20153130517","直管型覆膜支架及输送系统(短主体)","是","是",null,"血管支架","f32","cq320000112"]
[307,115,"周围血管介入类","覆膜支架(胸主动脉专用)","直管型覆膜支架及输送系统(商品名:Hercules)(短主体)","上海微创心脉医疗科技（集团）股份有限公司","913101150512565326","上海微创心脉医疗科技（集团）股份有限公司","C0206050010001002501","0001112","","88288182-6a55-11ea-9dc4-fa163e0a8baf","近端直径：D1（mm）：14、远端直径：D2（mm）：16；覆膜段长度：L1（mm） ：60、裸段长度：L2（mm） ：0","HT1416-060-0000","血管介入治疗类材料","国械注准20153130517","直管型覆膜支架及输送系统(短主体)","是","是",null,"血管支架","f32","cq320000112"]
[308,115,"周围血管介入类","覆膜支架(胸主动脉专用)","直管型覆膜支架及输送系统(商品名:Hercules)(短主体)","上海微创心脉医疗科技（集团）股份有限公司","913101150512565326","上海微创心脉医疗科技（集团）股份有限公司","C0206050010001002501","0001113","","88288386-6a55-11ea-9dc4-fa163e0a8baf","近端直径：D1（mm）：40、远端直径：D2（mm）：28；覆膜段长度：L1（mm） ：80、裸段长度：L2（mm） ：15","HT4028-080-1500","血管介入治疗类材料","国械注准20153130517","直管型覆膜支架及输送系统(短主体)","是","是",null,"血管支架","f32","cq320000112"]
[309,115,"周围血管介入类","覆膜支架(胸主动脉专用)","直管型覆膜支架及输送系统(商品名:Hercules)(短主体)","上海微创心脉医疗科技（集团）股份有限公司","913101150512565326","上海微创心脉医疗科技（集团）股份有限公司","C0206050010001002501","0001114","","8828858a-6a55-11ea-9dc4-fa163e0a8baf","近端直径：D1（mm）：40、远端直径：D2（mm）：30；覆膜段长度：L1（mm） ：60、裸段长度：L2（mm） ：20","HT4030-060-2000","血管介入治疗类材料","国械注准20153130517","直管型覆膜支架及输送系统(短主体)","是","是",null,"血管支架","f32","cq320000112"]
[310,115,"周围血管介入类","覆膜支架(胸主动脉专用)","直管型覆膜支架及输送系统(商品名:Hercules)(短主体)","上海微创心脉医疗科技（集团）股份有限公司","913101150512565326","上海微创心脉医疗科技（集团）股份有限公司","C0206050010001002501","0001115","","88288791-6a55-11ea-9dc4-fa163e0a8baf","近端直径：D1（mm）：36、远端直径：D2（mm）：32；覆膜段长度：L1（mm） ：90、裸段长度：L2（mm） ：20","HT3632-090-2000","血管介入治疗类材料","国械注准20153130517","直管型覆膜支架及输送系统(短主体)","是","是",null,"血管支架","f32","cq320000112"]
[311,115,"周围血管介入类","覆膜支架(胸主动脉专用)","直管型覆膜支架及输送系统(商品名:Hercules)(短主体)","上海微创心脉医疗科技（集团）股份有限公司","913101150512565326","上海微创心脉医疗科技（集团）股份有限公司","C0206050010001002501","0001116","","882889dd-6a55-11ea-9dc4-fa163e0a8baf","近端直径：D1（mm）：44、远端直径：D2（mm）：34；覆膜段长度：L1（mm） ：90、裸段长度：L2（mm） ：15","HT4434-090-1500","血管介入治疗类材料","国械注准20153130517","直管型覆膜支架及输送系统(短主体)","是","是",null,"血管支架","f32","cq320000112"]
[312,115,"周围血管介入类","覆膜支架(胸主动脉专用)","直管型覆膜支架及输送系统(商品名:Hercules)(短主体)","上海微创心脉医疗科技（集团）股份有限公司","913101150512565326","上海微创心脉医疗科技（集团）股份有限公司","C0206050010001002501","0001117","","88288c12-6a55-11ea-9dc4-fa163e0a8baf","近端直径：D1（mm）：42、远端直径：D2（mm）：36；覆膜段长度：L1（mm） ：80、裸段长度：L2（mm） ：15","HT4236-080-1500","血管介入治疗类材料","国械注准20153130517","直管型覆膜支架及输送系统(短主体)","是","是",null,"血管支架","f32","cq320000112"]
[313,115,"周围血管介入类","覆膜支架(胸主动脉专用)","直管型覆膜支架及输送系统(商品名:Hercules)(短主体)","上海微创心脉医疗科技（集团）股份有限公司","913101150512565326","上海微创心脉医疗科技（集团）股份有限公司","C0206050010001002501","0001118","","88289050-6a55-11ea-9dc4-fa163e0a8baf","近端直径：D1（mm）：40、远端直径：D2（mm）：32；覆膜段长度：L1（mm） ：60、裸段长度：L2（mm） ：15","HT4032-060-1500","血管介入治疗类材料","国械注准20153130517","直管型覆膜支架及输送系统(短主体)","是","是",null,"血管支架","f32","cq320000112"]
[314,115,"周围血管介入类","覆膜支架(胸主动脉专用)","直管型覆膜支架及输送系统(商品名:Hercules)(短主体)","上海微创心脉医疗科技（集团）股份有限公司","913101150512565326","上海微创心脉医疗科技（集团）股份有限公司","C0206050010001002501","0001119","","8828927d-6a55-11ea-9dc4-fa163e0a8baf","近端直径：D1（mm）：20、远端直径：D2（mm）：18；覆膜段长度：L1（mm） ：60、裸段长度：L2（mm） ：15","HT2018-060-1500","血管介入治疗类材料","国械注准20153130517","直管型覆膜支架及输送系统(短主体)","是","是",null,"血管支架","f32","cq320000112"]
[315,115,"周围血管介入类","覆膜支架(胸主动脉专用)","直管型覆膜支架及输送系统(商品名:Hercules)(短主体)","上海微创心脉医疗科技（集团）股份有限公司","913101150512565326","上海微创心脉医疗科技（集团）股份有限公司","C0206050010001002501","0001120","","8828948e-6a55-11ea-9dc4-fa163e0a8baf","近端直径：D1（mm）：38、远端直径：D2（mm）：34；覆膜段长度：L1（mm） ：80、裸段长度：L2（mm） ：15","HT3834-080-1500","血管介入治疗类材料","国械注准20153130517","直管型覆膜支架及输送系统(短主体)","是","是",null,"血管支架","f32","cq320000112"]
[316,115,"周围血管介入类","覆膜支架(胸主动脉专用)","直管型覆膜支架及输送系统(商品名:Hercules)(短主体)","上海微创心脉医疗科技（集团）股份有限公司","913101150512565326","上海微创心脉医疗科技（集团）股份有限公司","C0206050010001002501","0001121","","882896d9-6a55-11ea-9dc4-fa163e0a8baf","近端直径：D1（mm）：42、远端直径：D2（mm）：36；覆膜段长度：L1（mm） ：60、裸段长度：L2（mm） ：20","HT4236-060-2000","血管介入治疗类材料","国械注准20153130517","直管型覆膜支架及输送系统(短主体)","是","是",null,"血管支架","f32","cq320000112"]
[317,115,"周围血管介入类","覆膜支架(胸主动脉专用)","直管型覆膜支架及输送系统(商品名:Hercules)(短主体)","上海微创心脉医疗科技（集团）股份有限公司","913101150512565326","上海微创心脉医疗科技（集团）股份有限公司","C0206050010001002501","0001122","","8828990c-6a55-11ea-9dc4-fa163e0a8baf","近端直径：D1（mm）：42、远端直径：D2（mm）：40；覆膜段长度：L1（mm） ：70、裸段长度：L2（mm） ：15","HT4240-070-1500","血管介入治疗类材料","国械注准20153130517","直管型覆膜支架及输送系统(短主体)","是","是",null,"血管支架","f32","cq320000112"]
[318,115,"周围血管介入类","覆膜支架(胸主动脉专用)","直管型覆膜支架及输送系统(商品名:Hercules)(短主体)","上海微创心脉医疗科技（集团）股份有限公司","913101150512565326","上海微创心脉医疗科技（集团）股份有限公司","C0206050010001002501","0001123","","88289b3b-6a55-11ea-9dc4-fa163e0a8baf","近端直径：D1（mm）：32、远端直径：D2（mm）：28；覆膜段长度：L1（mm） ：60、裸段长度：L2（mm） ：20","HT3228-060-2000","血管介入治疗类材料","国械注准20153130517","直管型覆膜支架及输送系统(短主体)","是","是",null,"血管支架","f32","cq320000112"]
[319,115,"周围血管介入类","覆膜支架(胸主动脉专用)","直管型覆膜支架及输送系统(商品名:Hercules)(短主体)","上海微创心脉医疗科技（集团）股份有限公司","913101150512565326","上海微创心脉医疗科技（集团）股份有限公司","C0206050010001002501","0001124","","88289d3f-6a55-11ea-9dc4-fa163e0a8baf","近端直径：D1（mm）：16、远端直径：D2（mm）：16；覆膜段长度：L1（mm） ：70、裸段长度：L2（mm） ：0","HT1616-070-0000","血管介入治疗类材料","国械注准20153130517","直管型覆膜支架及输送系统(短主体)","是","是",null,"血管支架","f32","cq320000112"]
[320,115,"周围血管介入类","覆膜支架(胸主动脉专用)","直管型覆膜支架及输送系统(商品名:Hercules)(短主体)","上海微创心脉医疗科技（集团）股份有限公司","913101150512565326","上海微创心脉医疗科技（集团）股份有限公司","C0206050010001002501","0001125","","88289f57-6a55-11ea-9dc4-fa163e0a8baf","近端直径：D1（mm）：14、远端直径：D2（mm）：26；覆膜段长度：L1（mm） ：60、裸段长度：L2（mm） ：0","HT1426-060-0000","血管介入治疗类材料","国械注准20153130517","直管型覆膜支架及输送系统(短主体)","是","是",null,"血管支架","f32","cq320000112"]
[321,115,"周围血管介入类","覆膜支架(胸主动脉专用)","直管型覆膜支架及输送系统(商品名:Hercules)(短主体)","上海微创心脉医疗科技（集团）股份有限公司","913101150512565326","上海微创心脉医疗科技（集团）股份有限公司","C0206050010001002501","0001126","","8828a18d-6a55-11ea-9dc4-fa163e0a8baf","近端直径：D1（mm）：24、远端直径：D2（mm）：20；覆膜段长度：L1（mm） ：70、裸段长度：L2（mm） ：15","HT2420-070-1500","血管介入治疗类材料","国械注准20153130517","直管型覆膜支架及输送系统(短主体)","是","是",null,"血管支架","f32","cq320000112"]
[322,115,"周围血管介入类","覆膜支架(胸主动脉专用)","直管型覆膜支架及输送系统(商品名:Hercules)(短主体)","上海微创心脉医疗科技（集团）股份有限公司","913101150512565326","上海微创心脉医疗科技（集团）股份有限公司","C0206050010001002501","0001127","","8828a39b-6a55-11ea-9dc4-fa163e0a8baf","近端直径：D1（mm）：44、远端直径：D2（mm）：42；覆膜段长度：L1（mm） ：80、裸段长度：L2（mm） ：20","HT4442-080-2000","血管介入治疗类材料","国械注准20153130517","直管型覆膜支架及输送系统(短主体)","是","是",null,"血管支架","f32","cq320000112"]
[323,115,"周围血管介入类","覆膜支架(胸主动脉专用)","直管型覆膜支架及输送系统(商品名:Hercules)(短主体)","上海微创心脉医疗科技（集团）股份有限公司","913101150512565326","上海微创心脉医疗科技（集团）股份有限公司","C0206050010001002501","0001128","","8828a5a0-6a55-11ea-9dc4-fa163e0a8baf","近端直径：D1（mm）：14、远端直径：D2（mm）：22；覆膜段长度：L1（mm） ：70、裸段长度：L2（mm） ：0","HT1422-070-0000","血管介入治疗类材料","国械注准20153130517","直管型覆膜支架及输送系统(短主体)","是","是",null,"血管支架","f32","cq320000112"]
[324,115,"周围血管介入类","覆膜支架(胸主动脉专用)","直管型覆膜支架及输送系统(商品名:Hercules)(短主体)","上海微创心脉医疗科技（集团）股份有限公司","913101150512565326","上海微创心脉医疗科技（集团）股份有限公司","C0206050010001002501","0001129","","8828a793-6a55-11ea-9dc4-fa163e0a8baf","近端直径：D1（mm）：44、远端直径：D2（mm）：32；覆膜段长度：L1（mm） ：90、裸段长度：L2（mm） ：20","HT4432-090-2000","血管介入治疗类材料","国械注准20153130517","直管型覆膜支架及输送系统(短主体)","是","是",null,"血管支架","f32","cq320000112"]
[325,115,"周围血管介入类","覆膜支架(胸主动脉专用)","直管型覆膜支架及输送系统(商品名:Hercules)(短主体)","上海微创心脉医疗科技（集团）股份有限公司","913101150512565326","上海微创心脉医疗科技（集团）股份有限公司","C0206050010001002501","0001130","","8828a994-6a55-11ea-9dc4-fa163e0a8baf","近端直径：D1（mm）：12、远端直径：D2（mm）：24；覆膜段长度：L1（mm） ：70、裸段长度：L2（mm） ：0","HT1224-070-0000","血管介入治疗类材料","国械注准20153130517","直管型覆膜支架及输送系统(短主体)","是","是",null,"血管支架","f32","cq320000112"]
[326,115,"周围血管介入类","覆膜支架(胸主动脉专用)","直管型覆膜支架及输送系统(商品名:Hercules)(短主体)","上海微创心脉医疗科技（集团）股份有限公司","913101150512565326","上海微创心脉医疗科技（集团）股份有限公司","C0206050010001002501","0001131","","8828ab9f-6a55-11ea-9dc4-fa163e0a8baf","近端直径：D1（mm）：44、远端直径：D2（mm）：44；覆膜段长度：L1（mm） ：70、裸段长度：L2（mm） ：15","HT4444-070-1500","血管介入治疗类材料","国械注准20153130517","直管型覆膜支架及输送系统(短主体)","是","是",null,"血管支架","f32","cq320000112"]
[327,115,"周围血管介入类","覆膜支架(胸主动脉专用)","直管型覆膜支架及输送系统(商品名:Hercules)(短主体)","上海微创心脉医疗科技（集团）股份有限公司","913101150512565326","上海微创心脉医疗科技（集团）股份有限公司","C0206050010001002501","0001132","","8828ada1-6a55-11ea-9dc4-fa163e0a8baf","近端直径：D1（mm）：18、远端直径：D2（mm）：20；覆膜段长度：L1（mm） ：90、裸段长度：L2（mm） ：0","HT1820-090-0000","血管介入治疗类材料","国械注准20153130517","直管型覆膜支架及输送系统(短主体)","是","是",null,"血管支架","f32","cq320000112"]
[328,115,"周围血管介入类","覆膜支架(胸主动脉专用)","直管型覆膜支架及输送系统(商品名:Hercules)(短主体)","上海微创心脉医疗科技（集团）股份有限公司","913101150512565326","上海微创心脉医疗科技（集团）股份有限公司","C0206050010001002501","0001133","","8828afa3-6a55-11ea-9dc4-fa163e0a8baf","近端直径：D1（mm）：44、远端直径：D2（mm）：32；覆膜段长度：L1（mm） ：70、裸段长度：L2（mm） ：20","HT4432-070-2000","血管介入治疗类材料","国械注准20153130517","直管型覆膜支架及输送系统(短主体)","是","是",null,"血管支架","f32","cq320000112"]
[329,115,"周围血管介入类","覆膜支架(胸主动脉专用)","直管型覆膜支架及输送系统(商品名:Hercules)(短主体)","上海微创心脉医疗科技（集团）股份有限公司","913101150512565326","上海微创心脉医疗科技（集团）股份有限公司","C0206050010001002501","0001134","","8828b1da-6a55-11ea-9dc4-fa163e0a8baf","近端直径：D1（mm）：18、远端直径：D2（mm）：24；覆膜段长度：L1（mm） ：80、裸段长度：L2（mm） ：0","HT1824-080-0000","血管介入治疗类材料","国械注准20153130517","直管型覆膜支架及输送系统(短主体)","是","是",null,"血管支架","f32","cq320000112"]
[330,115,"周围血管介入类","覆膜支架(胸主动脉专用)","直管型覆膜支架及输送系统(商品名:Hercules)(短主体)","上海微创心脉医疗科技（集团）股份有限公司","913101150512565326","上海微创心脉医疗科技（集团）股份有限公司","C0206050010001002501","0001135","","8828b3dd-6a55-11ea-9dc4-fa163e0a8baf","近端直径：D1（mm）：18、远端直径：D2（mm）：18；覆膜段长度：L1（mm） ：60、裸段长度：L2（mm） ：0","HT1818-060-0000","血管介入治疗类材料","国械注准20153130517","直管型覆膜支架及输送系统(短主体)","是","是",null,"血管支架","f32","cq320000112"]
[331,115,"周围血管介入类","覆膜支架(胸主动脉专用)","直管型覆膜支架及输送系统(商品名:Hercules)(短主体)","上海微创心脉医疗科技（集团）股份有限公司","913101150512565326","上海微创心脉医疗科技（集团）股份有限公司","C0206050010001002501","0001137","","8828b7d9-6a55-11ea-9dc4-fa163e0a8baf","近端直径：D1（mm）：40、远端直径：D2（mm）：30；覆膜段长度：L1（mm） ：70、裸段长度：L2（mm） ：15","HT4030-070-1500","血管介入治疗类材料","国械注准20153130517","直管型覆膜支架及输送系统(短主体)","是","是",null,"血管支架","f32","cq320000112"]
[332,115,"周围血管介入类","覆膜支架(胸主动脉专用)","直管型覆膜支架及输送系统(商品名:Hercules)(短主体)","上海微创心脉医疗科技（集团）股份有限公司","913101150512565326","上海微创心脉医疗科技（集团）股份有限公司","C0206050010001002501","0001138","","8828b9ed-6a55-11ea-9dc4-fa163e0a8baf","近端直径：D1（mm）：38、远端直径：D2（mm）：36；覆膜段长度：L1（mm） ：80、裸段长度：L2（mm） ：15","HT3836-080-1500","血管介入治疗类材料","国械注准20153130517","直管型覆膜支架及输送系统(短主体)","是","是",null,"血管支架","f32","cq320000112"]
[333,115,"周围血管介入类","覆膜支架(胸主动脉专用)","直管型覆膜支架及输送系统(商品名:Hercules)(短主体)","上海微创心脉医疗科技（集团）股份有限公司","913101150512565326","上海微创心脉医疗科技（集团）股份有限公司","C0206050010001002501","0001139","","8828bbfb-6a55-11ea-9dc4-fa163e0a8baf","近端直径：D1（mm）：18、远端直径：D2（mm）：12；覆膜段长度：L1（mm） ：60、裸段长度：L2（mm） ：0","HT1812-060-0000","血管介入治疗类材料","国械注准20153130517","直管型覆膜支架及输送系统(短主体)","是","是",null,"血管支架","f32","cq320000112"]
[334,115,"周围血管介入类","覆膜支架(胸主动脉专用)","直管型覆膜支架及输送系统(商品名:Hercules)(短主体)","上海微创心脉医疗科技（集团）股份有限公司","913101150512565326","上海微创心脉医疗科技（集团）股份有限公司","C0206050010001002501","0001140","","8828bdf6-6a55-11ea-9dc4-fa163e0a8baf","近端直径：D1（mm）：44、远端直径：D2（mm）：42；覆膜段长度：L1（mm） ：70、裸段长度：L2（mm） ：20","HT4442-070-2000","血管介入治疗类材料","国械注准20153130517","直管型覆膜支架及输送系统(短主体)","是","是",null,"血管支架","f32","cq320000112"]
[335,115,"周围血管介入类","覆膜支架(胸主动脉专用)","直管型覆膜支架及输送系统(商品名:Hercules)(短主体)","上海微创心脉医疗科技（集团）股份有限公司","913101150512565326","上海微创心脉医疗科技（集团）股份有限公司","C0206050010001002501","0001141","","8828c014-6a55-11ea-9dc4-fa163e0a8baf","近端直径：D1（mm）：16、远端直径：D2（mm）：20；覆膜段长度：L1（mm） ：70、裸段长度：L2（mm） ：0","HT1620-070-0000","血管介入治疗类材料","国械注准20153130517","直管型覆膜支架及输送系统(短主体)","是","是",null,"血管支架","f32","cq320000112"]
[336,115,"周围血管介入类","覆膜支架(胸主动脉专用)","直管型覆膜支架及输送系统(商品名:Hercules)(短主体)","上海微创心脉医疗科技（集团）股份有限公司","913101150512565326","上海微创心脉医疗科技（集团）股份有限公司","C0206050010001002501","0001142","","8828c240-6a55-11ea-9dc4-fa163e0a8baf","近端直径：D1（mm）：40、远端直径：D2（mm）：34；覆膜段长度：L1（mm） ：60、裸段长度：L2（mm） ：20","HT4034-060-2000","血管介入治疗类材料","国械注准20153130517","直管型覆膜支架及输送系统(短主体)","是","是",null,"血管支架","f32","cq320000112"]
[337,115,"周围血管介入类","覆膜支架(胸主动脉专用)","直管型覆膜支架及输送系统(商品名:Hercules)(短主体)","上海微创心脉医疗科技（集团）股份有限公司","913101150512565326","上海微创心脉医疗科技（集团）股份有限公司","C0206050010001002501","0001143","","8828c434-6a55-11ea-9dc4-fa163e0a8baf","近端直径：D1（mm）：38、远端直径：D2（mm）：26；覆膜段长度：L1（mm） ：60、裸段长度：L2（mm） ：20","HT3826-060-2000","血管介入治疗类材料","国械注准20153130517","直管型覆膜支架及输送系统(短主体)","是","是",null,"血管支架","f32","cq320000112"]
[338,115,"周围血管介入类","覆膜支架(胸主动脉专用)","直管型覆膜支架及输送系统(商品名:Hercules)(短主体)","上海微创心脉医疗科技（集团）股份有限公司","913101150512565326","上海微创心脉医疗科技（集团）股份有限公司","C0206050010001002501","0001144","","8828c8a9-6a55-11ea-9dc4-fa163e0a8baf","近端直径：D1（mm）：38、远端直径：D2（mm）：28；覆膜段长度：L1（mm） ：90、裸段长度：L2（mm） ：15","HT3828-090-1500","血管介入治疗类材料","国械注准20153130517","直管型覆膜支架及输送系统(短主体)","是","是",null,"血管支架","f32","cq320000112"]
[339,115,"周围血管介入类","覆膜支架(胸主动脉专用)","直管型覆膜支架及输送系统(商品名:Hercules)(短主体)","上海微创心脉医疗科技（集团）股份有限公司","913101150512565326","上海微创心脉医疗科技（集团）股份有限公司","C0206050010001002501","0001145","","8828cb04-6a55-11ea-9dc4-fa163e0a8baf","近端直径：D1（mm）：40、远端直径：D2（mm）：36；覆膜段长度：L1（mm） ：80、裸段长度：L2（mm） ：20","HT4036-080-2000","血管介入治疗类材料","国械注准20153130517","直管型覆膜支架及输送系统(短主体)","是","是",null,"血管支架","f32","cq320000112"]
[340,115,"周围血管介入类","覆膜支架(胸主动脉专用)","直管型覆膜支架及输送系统(商品名:Hercules)(短主体)","上海微创心脉医疗科技（集团）股份有限公司","913101150512565326","上海微创心脉医疗科技（集团）股份有限公司","C0206050010001002501","0001146","","8828cd40-6a55-11ea-9dc4-fa163e0a8baf","近端直径：D1（mm）：12、远端直径：D2（mm）：20；覆膜段长度：L1（mm） ：80、裸段长度：L2（mm） ：0","HT1220-080-0000","血管介入治疗类材料","国械注准20153130517","直管型覆膜支架及输送系统(短主体)","是","是",null,"血管支架","f32","cq320000112"]
[341,115,"周围血管介入类","覆膜支架(胸主动脉专用)","直管型覆膜支架及输送系统(商品名:Hercules)(短主体)","上海微创心脉医疗科技（集团）股份有限公司","913101150512565326","上海微创心脉医疗科技（集团）股份有限公司","C0206050010001002501","0001147","","8828cf63-6a55-11ea-9dc4-fa163e0a8baf","近端直径：D1（mm）：38、远端直径：D2（mm）：32；覆膜段长度：L1（mm） ：70、裸段长度：L2（mm） ：20","HT3832-070-2000","血管介入治疗类材料","国械注准20153130517","直管型覆膜支架及输送系统(短主体)","是","是",null,"血管支架","f32","cq320000112"]
[342,115,"周围血管介入类","覆膜支架(胸主动脉专用)","直管型覆膜支架及输送系统(商品名:Hercules)(短主体)","上海微创心脉医疗科技（集团）股份有限公司","913101150512565326","上海微创心脉医疗科技（集团）股份有限公司","C0206050010001002501","0001149","","8828d37f-6a55-11ea-9dc4-fa163e0a8baf","近端直径：D1（mm）：34、远端直径：D2（mm）：32；覆膜段长度：L1（mm） ：60、裸段长度：L2（mm） ：20","HT3432-060-2000","血管介入治疗类材料","国械注准20153130517","直管型覆膜支架及输送系统(短主体)","是","是",null,"血管支架","f32","cq320000112"]
[343,115,"周围血管介入类","覆膜支架(胸主动脉专用)","直管型覆膜支架及输送系统(商品名:Hercules)(短主体)","上海微创心脉医疗科技（集团）股份有限公司","913101150512565326","上海微创心脉医疗科技（集团）股份有限公司","C0206050010001002501","0001150","","8828d5ec-6a55-11ea-9dc4-fa163e0a8baf","近端直径：D1（mm）：24、远端直径：D2（mm）：22；覆膜段长度：L1（mm） ：60、裸段长度：L2（mm） ：15","HT2422-060-1500","血管介入治疗类材料","国械注准20153130517","直管型覆膜支架及输送系统(短主体)","是","是",null,"血管支架","f32","cq320000112"]
[344,115,"周围血管介入类","覆膜支架(胸主动脉专用)","直管型覆膜支架及输送系统(商品名:Hercules)(短主体)","上海微创心脉医疗科技（集团）股份有限公司","913101150512565326","上海微创心脉医疗科技（集团）股份有限公司","C0206050010001002501","0001151","","8828d823-6a55-11ea-9dc4-fa163e0a8baf","近端直径：D1（mm）：38、远端直径：D2（mm）：36；覆膜段长度：L1（mm） ：70、裸段长度：L2（mm） ：15","HT3836-070-1500","血管介入治疗类材料","国械注准20153130517","直管型覆膜支架及输送系统(短主体)","是","是",null,"血管支架","f32","cq320000112"]
[345,115,"周围血管介入类","覆膜支架(胸主动脉专用)","直管型覆膜支架及输送系统(商品名:Hercules)(短主体)","上海微创心脉医疗科技（集团）股份有限公司","913101150512565326","上海微创心脉医疗科技（集团）股份有限公司","C0206050010001002501","0001152","","8828da39-6a55-11ea-9dc4-fa163e0a8baf","近端直径：D1（mm）：44、远端直径：D2（mm）：34；覆膜段长度：L1（mm） ：60、裸段长度：L2（mm） ：15","HT4434-060-1500","血管介入治疗类材料","国械注准20153130517","直管型覆膜支架及输送系统(短主体)","是","是",null,"血管支架","f32","cq320000112"]
[346,115,"周围血管介入类","覆膜支架(胸主动脉专用)","直管型覆膜支架及输送系统(商品名:Hercules)(短主体)","上海微创心脉医疗科技（集团）股份有限公司","913101150512565326","上海微创心脉医疗科技（集团）股份有限公司","C0206050010001002501","0001153","","8828dc43-6a55-11ea-9dc4-fa163e0a8baf","近端直径：D1（mm）：36、远端直径：D2（mm）：34；覆膜段长度：L1（mm） ：70、裸段长度：L2（mm） ：20","HT3634-070-2000","血管介入治疗类材料","国械注准20153130517","直管型覆膜支架及输送系统(短主体)","是","是",null,"血管支架","f32","cq320000112"]
[347,115,"周围血管介入类","覆膜支架(胸主动脉专用)","直管型覆膜支架及输送系统(商品名:Hercules)(短主体)","上海微创心脉医疗科技（集团）股份有限公司","913101150512565326","上海微创心脉医疗科技（集团）股份有限公司","C0206050010001002501","0001154","","8828de43-6a55-11ea-9dc4-fa163e0a8baf","近端直径：D1（mm）：22、远端直径：D2（mm）：22；覆膜段长度：L1（mm） ：90、裸段长度：L2（mm） ：15","HT2222-090-1500","血管介入治疗类材料","国械注准20153130517","直管型覆膜支架及输送系统(短主体)","是","是",null,"血管支架","f32","cq320000112"]
[348,115,"周围血管介入类","覆膜支架(胸主动脉专用)","直管型覆膜支架及输送系统(商品名:Hercules)(短主体)","上海微创心脉医疗科技（集团）股份有限公司","913101150512565326","上海微创心脉医疗科技（集团）股份有限公司","C0206050010001002501","0001155","","8828e262-6a55-11ea-9dc4-fa163e0a8baf","近端直径：D1（mm）：14、远端直径：D2（mm）：24；覆膜段长度：L1（mm） ：90、裸段长度：L2（mm） ：0","HT1424-090-0000","血管介入治疗类材料","国械注准20153130517","直管型覆膜支架及输送系统(短主体)","是","是",null,"血管支架","f32","cq320000112"]
[349,115,"周围血管介入类","覆膜支架(胸主动脉专用)","直管型覆膜支架及输送系统(商品名:Hercules)(短主体)","上海微创心脉医疗科技（集团）股份有限公司","913101150512565326","上海微创心脉医疗科技（集团）股份有限公司","C0206050010001002501","0001156","","8828e475-6a55-11ea-9dc4-fa163e0a8baf","近端直径：D1（mm）：16、远端直径：D2（mm）：12；覆膜段长度：L1（mm） ：90、裸段长度：L2（mm） ：0","HT1612-090-0000","血管介入治疗类材料","国械注准20153130517","直管型覆膜支架及输送系统(短主体)","是","是",null,"血管支架","f32","cq320000112"]
[350,115,"周围血管介入类","覆膜支架(胸主动脉专用)","直管型覆膜支架及输送系统(商品名:Hercules)(短主体)","上海微创心脉医疗科技（集团）股份有限公司","913101150512565326","上海微创心脉医疗科技（集团）股份有限公司","C0206050010001002501","0001157","","8828e670-6a55-11ea-9dc4-fa163e0a8baf","近端直径：D1（mm）：12、远端直径：D2（mm）：16；覆膜段长度：L1（mm） ：90、裸段长度：L2（mm） ：0","HT1216-090-0000","血管介入治疗类材料","国械注准20153130517","直管型覆膜支架及输送系统(短主体)","是","是",null,"血管支架","f32","cq320000112"]
[351,115,"周围血管介入类","覆膜支架(胸主动脉专用)","直管型覆膜支架及输送系统(商品名:Hercules)(短主体)","上海微创心脉医疗科技（集团）股份有限公司","913101150512565326","上海微创心脉医疗科技（集团）股份有限公司","C0206050010001002501","0001158","","8828e979-6a55-11ea-9dc4-fa163e0a8baf","近端直径：D1（mm）：16、远端直径：D2（mm）：28；覆膜段长度：L1（mm） ：70、裸段长度：L2（mm） ：0","HT1628-070-0000","血管介入治疗类材料","国械注准20153130517","直管型覆膜支架及输送系统(短主体)","是","是",null,"血管支架","f32","cq320000112"]
[352,115,"周围血管介入类","覆膜支架(胸主动脉专用)","直管型覆膜支架及输送系统(商品名:Hercules)(短主体)","上海微创心脉医疗科技（集团）股份有限公司","913101150512565326","上海微创心脉医疗科技（集团）股份有限公司","C0206050010001002501","0001159","","8828eba5-6a55-11ea-9dc4-fa163e0a8baf","近端直径：D1（mm）：38、远端直径：D2（mm）：32；覆膜段长度：L1（mm） ：70、裸段长度：L2（mm） ：15","HT3832-070-1500","血管介入治疗类材料","国械注准20153130517","直管型覆膜支架及输送系统(短主体)","是","是",null,"血管支架","f32","cq320000112"]
[353,115,"周围血管介入类","覆膜支架(胸主动脉专用)","直管型覆膜支架及输送系统(商品名:Hercules)(短主体)","上海微创心脉医疗科技（集团）股份有限公司","913101150512565326","上海微创心脉医疗科技（集团）股份有限公司","C0206050010001002501","0001160","","8828edaa-6a55-11ea-9dc4-fa163e0a8baf","近端直径：D1（mm）：40、远端直径：D2（mm）：34；覆膜段长度：L1（mm） ：80、裸段长度：L2（mm） ：15","HT4034-080-1500","血管介入治疗类材料","国械注准20153130517","直管型覆膜支架及输送系统(短主体)","是","是",null,"血管支架","f32","cq320000112"]
[354,115,"周围血管介入类","覆膜支架(胸主动脉专用)","直管型覆膜支架及输送系统(商品名:Hercules)(短主体)","上海微创心脉医疗科技（集团）股份有限公司","913101150512565326","上海微创心脉医疗科技（集团）股份有限公司","C0206050010001002501","0001161","","8828efab-6a55-11ea-9dc4-fa163e0a8baf","近端直径：D1（mm）：44、远端直径：D2（mm）：44；覆膜段长度：L1（mm） ：70、裸段长度：L2（mm） ：20","HT4444-070-2000","血管介入治疗类材料","国械注准20153130517","直管型覆膜支架及输送系统(短主体)","是","是",null,"血管支架","f32","cq320000112"]
[355,115,"周围血管介入类","覆膜支架(胸主动脉专用)","直管型覆膜支架及输送系统(商品名:Hercules)(短主体)","上海微创心脉医疗科技（集团）股份有限公司","913101150512565326","上海微创心脉医疗科技（集团）股份有限公司","C0206050010001002501","0001162","","8828f1a8-6a55-11ea-9dc4-fa163e0a8baf","近端直径：D1（mm）：44、远端直径：D2（mm）：36；覆膜段长度：L1（mm） ：90、裸段长度：L2（mm） ：20","HT4436-090-2000","血管介入治疗类材料","国械注准20153130517","直管型覆膜支架及输送系统(短主体)","是","是",null,"血管支架","f32","cq320000112"]
[356,115,"周围血管介入类","覆膜支架(胸主动脉专用)","直管型覆膜支架及输送系统(商品名:Hercules)(短主体)","上海微创心脉医疗科技（集团）股份有限公司","913101150512565326","上海微创心脉医疗科技（集团）股份有限公司","C0206050010001002501","0001163","","8828f89f-6a55-11ea-9dc4-fa163e0a8baf","近端直径：D1（mm）：36、远端直径：D2（mm）：26；覆膜段长度：L1（mm） ：90、裸段长度：L2（mm） ：20","HT3626-090-2000","血管介入治疗类材料","国械注准20153130517","直管型覆膜支架及输送系统(短主体)","是","是",null,"血管支架","f32","cq320000112"]
[357,115,"周围血管介入类","覆膜支架(胸主动脉专用)","直管型覆膜支架及输送系统(商品名:Hercules)(短主体)","上海微创心脉医疗科技（集团）股份有限公司","913101150512565326","上海微创心脉医疗科技（集团）股份有限公司","C0206050010001002501","0001164","","8828fad3-6a55-11ea-9dc4-fa163e0a8baf","近端直径：D1（mm）：12、远端直径：D2（mm）：16；覆膜段长度：L1（mm） ：80、裸段长度：L2（mm） ：0","HT1216-080-0000","血管介入治疗类材料","国械注准20153130517","直管型覆膜支架及输送系统(短主体)","是","是",null,"血管支架","f32","cq320000112"]
[358,115,"周围血管介入类","覆膜支架(胸主动脉专用)","直管型覆膜支架及输送系统(商品名:Hercules)(短主体)","上海微创心脉医疗科技（集团）股份有限公司","913101150512565326","上海微创心脉医疗科技（集团）股份有限公司","C0206050010001002501","0001165","","8828fce4-6a55-11ea-9dc4-fa163e0a8baf","近端直径：D1（mm）：26、远端直径：D2（mm）：22；覆膜段长度：L1（mm） ：80、裸段长度：L2（mm） ：15","HT2622-080-1500","血管介入治疗类材料","国械注准20153130517","直管型覆膜支架及输送系统(短主体)","是","是",null,"血管支架","f32","cq320000112"]
[359,115,"周围血管介入类","覆膜支架(胸主动脉专用)","直管型覆膜支架及输送系统(商品名:Hercules)(短主体)","上海微创心脉医疗科技（集团）股份有限公司","913101150512565326","上海微创心脉医疗科技（集团）股份有限公司","C0206050010001002501","0001166","","8828ff16-6a55-11ea-9dc4-fa163e0a8baf","近端直径：D1（mm）：14、远端直径：D2（mm）：20；覆膜段长度：L1（mm） ：70、裸段长度：L2（mm） ：0","HT1420-070-0000","血管介入治疗类材料","国械注准20153130517","直管型覆膜支架及输送系统(短主体)","是","是",null,"血管支架","f32","cq320000112"]
[360,115,"周围血管介入类","覆膜支架(胸主动脉专用)","直管型覆膜支架及输送系统(商品名:Hercules)(短主体)","上海微创心脉医疗科技（集团）股份有限公司","913101150512565326","上海微创心脉医疗科技（集团）股份有限公司","C0206050010001002501","0001168","","88290316-6a55-11ea-9dc4-fa163e0a8baf","近端直径：D1（mm）：24、远端直径：D2（mm）：24；覆膜段长度：L1（mm） ：70、裸段长度：L2（mm） ：15","HT2424-070-1500","血管介入治疗类材料","国械注准20153130517","直管型覆膜支架及输送系统(短主体)","是","是",null,"血管支架","f32","cq320000112"]
[361,115,"周围血管介入类","覆膜支架(胸主动脉专用)","直管型覆膜支架及输送系统(商品名:Hercules)(短主体)","上海微创心脉医疗科技（集团）股份有限公司","913101150512565326","上海微创心脉医疗科技（集团）股份有限公司","C0206050010001002501","0001169","","8829052d-6a55-11ea-9dc4-fa163e0a8baf","近端直径：D1（mm）：14、远端直径：D2（mm）：14；覆膜段长度：L1（mm） ：90、裸段长度：L2（mm） ：0","HT1414-090-0000","血管介入治疗类材料","国械注准20153130517","直管型覆膜支架及输送系统(短主体)","是","是",null,"血管支架","f32","cq320000112"]
[362,115,"周围血管介入类","覆膜支架(胸主动脉专用)","直管型覆膜支架及输送系统(商品名:Hercules)(短主体)","上海微创心脉医疗科技（集团）股份有限公司","913101150512565326","上海微创心脉医疗科技（集团）股份有限公司","C0206050010001002501","0001170","","88290724-6a55-11ea-9dc4-fa163e0a8baf","近端直径：D1（mm）：32、远端直径：D2（mm）：24；覆膜段长度：L1（mm） ：70、裸段长度：L2（mm） ：20","HT3224-070-2000","血管介入治疗类材料","国械注准20153130517","直管型覆膜支架及输送系统(短主体)","是","是",null,"血管支架","f32","cq320000112"]
[363,115,"周围血管介入类","覆膜支架(胸主动脉专用)","直管型覆膜支架及输送系统(商品名:Hercules)(短主体)","上海微创心脉医疗科技（集团）股份有限公司","913101150512565326","上海微创心脉医疗科技（集团）股份有限公司","C0206050010001002501","0001171","","88290917-6a55-11ea-9dc4-fa163e0a8baf","近端直径：D1（mm）：16、远端直径：D2（mm）：12；覆膜段长度：L1（mm） ：60、裸段长度：L2（mm） ：0","HT1612-060-0000","血管介入治疗类材料","国械注准20153130517","直管型覆膜支架及输送系统(短主体)","是","是",null,"血管支架","f32","cq320000112"]
[364,115,"周围血管介入类","覆膜支架(胸主动脉专用)","直管型覆膜支架及输送系统(商品名:Hercules)(短主体)","上海微创心脉医疗科技（集团）股份有限公司","913101150512565326","上海微创心脉医疗科技（集团）股份有限公司","C0206050010001002501","0001173","","88290d16-6a55-11ea-9dc4-fa163e0a8baf","近端直径：D1（mm）：42、远端直径：D2（mm）：36；覆膜段长度：L1（mm） ：70、裸段长度：L2（mm） ：20","HT4236-070-2000","血管介入治疗类材料","国械注准20153130517","直管型覆膜支架及输送系统(短主体)","是","是",null,"血管支架","f32","cq320000112"]
[365,115,"周围血管介入类","覆膜支架(胸主动脉专用)","直管型覆膜支架及输送系统(商品名:Hercules)(短主体)","上海微创心脉医疗科技（集团）股份有限公司","913101150512565326","上海微创心脉医疗科技（集团）股份有限公司","C0206050010001002501","0001174","","88290f06-6a55-11ea-9dc4-fa163e0a8baf","近端直径：D1（mm）：42、远端直径：D2（mm）：30；覆膜段长度：L1（mm） ：80、裸段长度：L2（mm） ：20","HT4230-080-2000","血管介入治疗类材料","国械注准20153130517","直管型覆膜支架及输送系统(短主体)","是","是",null,"血管支架","f32","cq320000112"]
[366,115,"周围血管介入类","覆膜支架(胸主动脉专用)","直管型覆膜支架及输送系统(商品名:Hercules)(短主体)","上海微创心脉医疗科技（集团）股份有限公司","913101150512565326","上海微创心脉医疗科技（集团）股份有限公司","C0206050010001002501","0001175","","88291107-6a55-11ea-9dc4-fa163e0a8baf","近端直径：D1（mm）：40、远端直径：D2（mm）：40；覆膜段长度：L1（mm） ：80、裸段长度：L2（mm） ：15","HT4040-080-1500","血管介入治疗类材料","国械注准20153130517","直管型覆膜支架及输送系统(短主体)","是","是",null,"血管支架","f32","cq320000112"]
[367,115,"周围血管介入类","覆膜支架(胸主动脉专用)","直管型覆膜支架及输送系统(商品名:Hercules)(短主体)","上海微创心脉医疗科技（集团）股份有限公司","913101150512565326","上海微创心脉医疗科技（集团）股份有限公司","C0206050010001002501","0001176","","882912f9-6a55-11ea-9dc4-fa163e0a8baf","近端直径：D1（mm）：18、远端直径：D2（mm）：26；覆膜段长度：L1（mm） ：90、裸段长度：L2（mm） ：0","HT1826-090-0000","血管介入治疗类材料","国械注准20153130517","直管型覆膜支架及输送系统(短主体)","是","是",null,"血管支架","f32","cq320000112"]
[368,115,"周围血管介入类","覆膜支架(胸主动脉专用)","直管型覆膜支架及输送系统(商品名:Hercules)(短主体)","上海微创心脉医疗科技（集团）股份有限公司","913101150512565326","上海微创心脉医疗科技（集团）股份有限公司","C0206050010001002501","0001177","","8829150c-6a55-11ea-9dc4-fa163e0a8baf","近端直径：D1（mm）：32、远端直径：D2（mm）：24；覆膜段长度：L1（mm） ：80、裸段长度：L2（mm） ：20","HT3224-080-2000","血管介入治疗类材料","国械注准20153130517","直管型覆膜支架及输送系统(短主体)","是","是",null,"血管支架","f32","cq320000112"]
[369,115,"周围血管介入类","覆膜支架(胸主动脉专用)","直管型覆膜支架及输送系统(商品名:Hercules)(短主体)","上海微创心脉医疗科技（集团）股份有限公司","913101150512565326","上海微创心脉医疗科技（集团）股份有限公司","C0206050010001002501","0001178","","88291718-6a55-11ea-9dc4-fa163e0a8baf","近端直径：D1（mm）：24、远端直径：D2（mm）：22；覆膜段长度：L1（mm） ：70、裸段长度：L2（mm） ：15","HT2422-070-1500","血管介入治疗类材料","国械注准20153130517","直管型覆膜支架及输送系统(短主体)","是","是",null,"血管支架","f32","cq320000112"]
[370,115,"周围血管介入类","覆膜支架(胸主动脉专用)","直管型覆膜支架及输送系统(商品名:Hercules)(短主体)","上海微创心脉医疗科技（集团）股份有限公司","913101150512565326","上海微创心脉医疗科技（集团）股份有限公司","C0206050010001002501","0001179","","88291913-6a55-11ea-9dc4-fa163e0a8baf","近端直径：D1（mm）：42、远端直径：D2（mm）：40；覆膜段长度：L1（mm） ：60、裸段长度：L2（mm） ：15","HT4240-060-1500","血管介入治疗类材料","国械注准20153130517","直管型覆膜支架及输送系统(短主体)","是","是",null,"血管支架","f32","cq320000112"]
[371,115,"周围血管介入类","覆膜支架(胸主动脉专用)","直管型覆膜支架及输送系统(商品名:Hercules)(短主体)","上海微创心脉医疗科技（集团）股份有限公司","913101150512565326","上海微创心脉医疗科技（集团）股份有限公司","C0206050010001002501","0001180","","88291b13-6a55-11ea-9dc4-fa163e0a8baf","近端直径：D1（mm）：44、远端直径：D2（mm）：42；覆膜段长度：L1（mm） ：80、裸段长度：L2（mm） ：15","HT4442-080-1500","血管介入治疗类材料","国械注准20153130517","直管型覆膜支架及输送系统(短主体)","是","是",null,"血管支架","f32","cq320000112"]
[372,115,"周围血管介入类","覆膜支架(胸主动脉专用)","直管型覆膜支架及输送系统(商品名:Hercules)(短主体)","上海微创心脉医疗科技（集团）股份有限公司","913101150512565326","上海微创心脉医疗科技（集团）股份有限公司","C0206050010001002501","0001181","","88291d02-6a55-11ea-9dc4-fa163e0a8baf","近端直径：D1（mm）：38、远端直径：D2（mm）：30；覆膜段长度：L1（mm） ：70、裸段长度：L2（mm） ：20","HT3830-070-2000","血管介入治疗类材料","国械注准20153130517","直管型覆膜支架及输送系统(短主体)","是","是",null,"血管支架","f32","cq320000112"]
[373,115,"周围血管介入类","覆膜支架(胸主动脉专用)","直管型覆膜支架及输送系统(商品名:Hercules)(短主体)","上海微创心脉医疗科技（集团）股份有限公司","913101150512565326","上海微创心脉医疗科技（集团）股份有限公司","C0206050010001002501","0001182","","88291ef9-6a55-11ea-9dc4-fa163e0a8baf","近端直径：D1（mm）：18、远端直径：D2（mm）：26；覆膜段长度：L1（mm） ：60、裸段长度：L2（mm） ：0","HT1826-060-0000","血管介入治疗类材料","国械注准20153130517","直管型覆膜支架及输送系统(短主体)","是","是",null,"血管支架","f32","cq320000112"]
[374,115,"周围血管介入类","覆膜支架(胸主动脉专用)","直管型覆膜支架及输送系统(商品名:Hercules)(短主体)","上海微创心脉医疗科技（集团）股份有限公司","913101150512565326","上海微创心脉医疗科技（集团）股份有限公司","C0206050010001002501","0001183","","882920f6-6a55-11ea-9dc4-fa163e0a8baf","近端直径：D1（mm）：12、远端直径：D2（mm）：22；覆膜段长度：L1（mm） ：70、裸段长度：L2（mm） ：0","HT1222-070-0000","血管介入治疗类材料","国械注准20153130517","直管型覆膜支架及输送系统(短主体)","是","是",null,"血管支架","f32","cq320000112"]
[375,115,"周围血管介入类","覆膜支架(胸主动脉专用)","直管型覆膜支架及输送系统(商品名:Hercules)(短主体)","上海微创心脉医疗科技（集团）股份有限公司","913101150512565326","上海微创心脉医疗科技（集团）股份有限公司","C0206050010001002501","0001184","","8829231d-6a55-11ea-9dc4-fa163e0a8baf","近端直径：D1（mm）：14、远端直径：D2（mm）：18；覆膜段长度：L1（mm） ：70、裸段长度：L2（mm） ：0","HT1418-070-0000","血管介入治疗类材料","国械注准20153130517","直管型覆膜支架及输送系统(短主体)","是","是",null,"血管支架","f32","cq320000112"]
[376,115,"周围血管介入类","覆膜支架(胸主动脉专用)","直管型覆膜支架及输送系统(商品名:Hercules)(短主体)","上海微创心脉医疗科技（集团）股份有限公司","913101150512565326","上海微创心脉医疗科技（集团）股份有限公司","C0206050010001002501","0001185","","8829253a-6a55-11ea-9dc4-fa163e0a8baf","近端直径：D1（mm）：36、远端直径：D2（mm）：30；覆膜段长度：L1（mm） ：60、裸段长度：L2（mm） ：20","HT3630-060-2000","血管介入治疗类材料","国械注准20153130517","直管型覆膜支架及输送系统(短主体)","是","是",null,"血管支架","f32","cq320000112"]
[377,115,"周围血管介入类","覆膜支架(胸主动脉专用)","直管型覆膜支架及输送系统(商品名:Hercules)(短主体)","上海微创心脉医疗科技（集团）股份有限公司","913101150512565326","上海微创心脉医疗科技（集团）股份有限公司","C0206050010001002501","0001186","","88292760-6a55-11ea-9dc4-fa163e0a8baf","近端直径：D1（mm）：18、远端直径：D2（mm）：18；覆膜段长度：L1（mm） ：70、裸段长度：L2（mm） ：0","HT1818-070-0000","血管介入治疗类材料","国械注准20153130517","直管型覆膜支架及输送系统(短主体)","是","是",null,"血管支架","f32","cq320000112"]
[378,115,"周围血管介入类","覆膜支架(胸主动脉专用)","直管型覆膜支架及输送系统(商品名:Hercules)(短主体)","上海微创心脉医疗科技（集团）股份有限公司","913101150512565326","上海微创心脉医疗科技（集团）股份有限公司","C0206050010001002501","0001187","","88292957-6a55-11ea-9dc4-fa163e0a8baf","近端直径：D1（mm）：42、远端直径：D2（mm）：42；覆膜段长度：L1（mm） ：70、裸段长度：L2（mm） ：15","HT4242-070-1500","血管介入治疗类材料","国械注准20153130517","直管型覆膜支架及输送系统(短主体)","是","是",null,"血管支架","f32","cq320000112"]
[379,115,"周围血管介入类","覆膜支架(胸主动脉专用)","直管型覆膜支架及输送系统(商品名:Hercules)(短主体)","上海微创心脉医疗科技（集团）股份有限公司","913101150512565326","上海微创心脉医疗科技（集团）股份有限公司","C0206050010001002501","0001188","","88292b5a-6a55-11ea-9dc4-fa163e0a8baf","近端直径：D1（mm）：16、远端直径：D2（mm）：26；覆膜段长度：L1（mm） ：60、裸段长度：L2（mm） ：0","HT1626-060-0000","血管介入治疗类材料","国械注准20153130517","直管型覆膜支架及输送系统(短主体)","是","是",null,"血管支架","f32","cq320000112"]
[380,115,"周围血管介入类","覆膜支架(胸主动脉专用)","直管型覆膜支架及输送系统(商品名:Hercules)(短主体)","上海微创心脉医疗科技（集团）股份有限公司","913101150512565326","上海微创心脉医疗科技（集团）股份有限公司","C0206050010001002501","0001189","","88292d67-6a55-11ea-9dc4-fa163e0a8baf","近端直径：D1（mm）：18、远端直径：D2（mm）：28；覆膜段长度：L1（mm） ：70、裸段长度：L2（mm） ：0","HT1828-070-0000","血管介入治疗类材料","国械注准20153130517","直管型覆膜支架及输送系统(短主体)","是","是",null,"血管支架","f32","cq320000112"]
[381,115,"周围血管介入类","覆膜支架(胸主动脉专用)","直管型覆膜支架及输送系统(商品名:Hercules)(短主体)","上海微创心脉医疗科技（集团）股份有限公司","913101150512565326","上海微创心脉医疗科技（集团）股份有限公司","C0206050010001002501","0001190","","88292f60-6a55-11ea-9dc4-fa163e0a8baf","近端直径：D1（mm）：32、远端直径：D2（mm）：30；覆膜段长度：L1（mm） ：60、裸段长度：L2（mm） ：20","HT3230-060-2000","血管介入治疗类材料","国械注准20153130517","直管型覆膜支架及输送系统(短主体)","是","是",null,"血管支架","f32","cq320000112"]
[382,115,"周围血管介入类","覆膜支架(胸主动脉专用)","直管型覆膜支架及输送系统(商品名:Hercules)(短主体)","上海微创心脉医疗科技（集团）股份有限公司","913101150512565326","上海微创心脉医疗科技（集团）股份有限公司","C0206050010001002501","0001191","","8829315a-6a55-11ea-9dc4-fa163e0a8baf","近端直径：D1（mm）：12、远端直径：D2（mm）：24；覆膜段长度：L1（mm） ：90、裸段长度：L2（mm） ：0","HT1224-090-0000","血管介入治疗类材料","国械注准20153130517","直管型覆膜支架及输送系统(短主体)","是","是",null,"血管支架","f32","cq320000112"]
[383,115,"周围血管介入类","覆膜支架(胸主动脉专用)","直管型覆膜支架及输送系统(商品名:Hercules)(短主体)","上海微创心脉医疗科技（集团）股份有限公司","913101150512565326","上海微创心脉医疗科技（集团）股份有限公司","C0206050010001002501","0001192","","88293536-6a55-11ea-9dc4-fa163e0a8baf","近端直径：D1（mm）：18、远端直径：D2（mm）：14；覆膜段长度：L1（mm） ：80、裸段长度：L2（mm） ：0","HT1814-080-0000","血管介入治疗类材料","国械注准20153130517","直管型覆膜支架及输送系统(短主体)","是","是",null,"血管支架","f32","cq320000112"]
[384,115,"周围血管介入类","覆膜支架(胸主动脉专用)","直管型覆膜支架及输送系统(商品名:Hercules)(短主体)","上海微创心脉医疗科技（集团）股份有限公司","913101150512565326","上海微创心脉医疗科技（集团）股份有限公司","C0206050010001002501","0001194","","88293948-6a55-11ea-9dc4-fa163e0a8baf","近端直径：D1（mm）：16、远端直径：D2（mm）：22；覆膜段长度：L1（mm） ：70、裸段长度：L2（mm） ：0","HT1622-070-0000","血管介入治疗类材料","国械注准20153130517","直管型覆膜支架及输送系统(短主体)","是","是",null,"血管支架","f32","cq320000112"]
[385,115,"周围血管介入类","覆膜支架(胸主动脉专用)","直管型覆膜支架及输送系统(商品名:Hercules)(短主体)","上海微创心脉医疗科技（集团）股份有限公司","913101150512565326","上海微创心脉医疗科技（集团）股份有限公司","C0206050010001002501","0001195","","88293b45-6a55-11ea-9dc4-fa163e0a8baf","近端直径：D1（mm）：22、远端直径：D2（mm）：18；覆膜段长度：L1（mm） ：70、裸段长度：L2（mm） ：15","HT2218-070-1500","血管介入治疗类材料","国械注准20153130517","直管型覆膜支架及输送系统(短主体)","是","是",null,"血管支架","f32","cq320000112"]
[386,115,"周围血管介入类","覆膜支架(胸主动脉专用)","直管型覆膜支架及输送系统(商品名:Hercules)(短主体)","上海微创心脉医疗科技（集团）股份有限公司","913101150512565326","上海微创心脉医疗科技（集团）股份有限公司","C0206050010001002501","0001196","","88293d3e-6a55-11ea-9dc4-fa163e0a8baf","近端直径：D1（mm）：28、远端直径：D2（mm）：26；覆膜段长度：L1（mm） ：60、裸段长度：L2（mm） ：15","HT2826-060-1500","血管介入治疗类材料","国械注准20153130517","直管型覆膜支架及输送系统(短主体)","是","是",null,"血管支架","f32","cq320000112"]
[387,115,"周围血管介入类","覆膜支架(胸主动脉专用)","直管型覆膜支架及输送系统(商品名:Hercules)(短主体)","上海微创心脉医疗科技（集团）股份有限公司","913101150512565326","上海微创心脉医疗科技（集团）股份有限公司","C0206050010001002501","0001197","","88293f36-6a55-11ea-9dc4-fa163e0a8baf","近端直径：D1（mm）：44、远端直径：D2（mm）：32；覆膜段长度：L1（mm） ：80、裸段长度：L2（mm） ：15","HT4432-080-1500","血管介入治疗类材料","国械注准20153130517","直管型覆膜支架及输送系统(短主体)","是","是",null,"血管支架","f32","cq320000112"]
[388,115,"周围血管介入类","覆膜支架(胸主动脉专用)","直管型覆膜支架及输送系统(商品名:Hercules)(短主体)","上海微创心脉医疗科技（集团）股份有限公司","913101150512565326","上海微创心脉医疗科技（集团）股份有限公司","C0206050010001002501","0001198","","88294135-6a55-11ea-9dc4-fa163e0a8baf","近端直径：D1（mm）：40、远端直径：D2（mm）：28；覆膜段长度：L1（mm） ：60、裸段长度：L2（mm） ：15","HT4028-060-1500","血管介入治疗类材料","国械注准20153130517","直管型覆膜支架及输送系统(短主体)","是","是",null,"血管支架","f32","cq320000112"]
[389,115,"周围血管介入类","覆膜支架(胸主动脉专用)","直管型覆膜支架及输送系统(商品名:Hercules)(短主体)","上海微创心脉医疗科技（集团）股份有限公司","913101150512565326","上海微创心脉医疗科技（集团）股份有限公司","C0206050010001002501","0001199","","88294339-6a55-11ea-9dc4-fa163e0a8baf","近端直径：D1（mm）：16、远端直径：D2（mm）：28；覆膜段长度：L1（mm） ：60、裸段长度：L2（mm） ：0","HT1628-060-0000","血管介入治疗类材料","国械注准20153130517","直管型覆膜支架及输送系统(短主体)","是","是",null,"血管支架","f32","cq320000112"]
[390,115,"周围血管介入类","覆膜支架(胸主动脉专用)","直管型覆膜支架及输送系统(商品名:Hercules)(短主体)","上海微创心脉医疗科技（集团）股份有限公司","913101150512565326","上海微创心脉医疗科技（集团）股份有限公司","C0206050010001002501","0001200","","88294527-6a55-11ea-9dc4-fa163e0a8baf","近端直径：D1（mm）：38、远端直径：D2（mm）：36；覆膜段长度：L1（mm） ：90、裸段长度：L2（mm） ：20","HT3836-090-2000","血管介入治疗类材料","国械注准20153130517","直管型覆膜支架及输送系统(短主体)","是","是",null,"血管支架","f32","cq320000112"]
[391,115,"周围血管介入类","覆膜支架(胸主动脉专用)","直管型覆膜支架及输送系统(商品名:Hercules)(短主体)","上海微创心脉医疗科技（集团）股份有限公司","913101150512565326","上海微创心脉医疗科技（集团）股份有限公司","C0206050010001002501","0001202","","8829492d-6a55-11ea-9dc4-fa163e0a8baf","近端直径：D1（mm）：40、远端直径：D2（mm）：36；覆膜段长度：L1（mm） ：70、裸段长度：L2（mm） ：20","HT4036-070-2000","血管介入治疗类材料","国械注准20153130517","直管型覆膜支架及输送系统(短主体)","是","是",null,"血管支架","f32","cq320000112"]
[392,115,"周围血管介入类","覆膜支架(胸主动脉专用)","直管型覆膜支架及输送系统(商品名:Hercules)(短主体)","上海微创心脉医疗科技（集团）股份有限公司","913101150512565326","上海微创心脉医疗科技（集团）股份有限公司","C0206050010001002501","0001203","","88294b37-6a55-11ea-9dc4-fa163e0a8baf","近端直径：D1（mm）：12、远端直径：D2（mm）：12；覆膜段长度：L1（mm） ：60、裸段长度：L2（mm） ：0","HT1212-060-0000","血管介入治疗类材料","国械注准20153130517","直管型覆膜支架及输送系统(短主体)","是","是",null,"血管支架","f32","cq320000112"]
[393,115,"周围血管介入类","覆膜支架(胸主动脉专用)","直管型覆膜支架及输送系统(商品名:Hercules)(短主体)","上海微创心脉医疗科技（集团）股份有限公司","913101150512565326","上海微创心脉医疗科技（集团）股份有限公司","C0206050010001002501","0001204","","88294d6a-6a55-11ea-9dc4-fa163e0a8baf","近端直径：D1（mm）：32、远端直径：D2（mm）：22；覆膜段长度：L1（mm） ：80、裸段长度：L2（mm） ：20","HT3222-080-2000","血管介入治疗类材料","国械注准20153130517","直管型覆膜支架及输送系统(短主体)","是","是",null,"血管支架","f32","cq320000112"]
[394,115,"周围血管介入类","覆膜支架(胸主动脉专用)","直管型覆膜支架及输送系统(商品名:Hercules)(短主体)","上海微创心脉医疗科技（集团）股份有限公司","913101150512565326","上海微创心脉医疗科技（集团）股份有限公司","C0206050010001002501","0001205","","88294fa6-6a55-11ea-9dc4-fa163e0a8baf","近端直径：D1（mm）：18、远端直径：D2（mm）：24；覆膜段长度：L1（mm） ：90、裸段长度：L2（mm） ：0","HT1824-090-0000","血管介入治疗类材料","国械注准20153130517","直管型覆膜支架及输送系统(短主体)","是","是",null,"血管支架","f32","cq320000112"]
[395,115,"周围血管介入类","覆膜支架(胸主动脉专用)","直管型覆膜支架及输送系统(商品名:Hercules)(短主体)","上海微创心脉医疗科技（集团）股份有限公司","913101150512565326","上海微创心脉医疗科技（集团）股份有限公司","C0206050010001002501","0001206","","882951aa-6a55-11ea-9dc4-fa163e0a8baf","近端直径：D1（mm）：42、远端直径：D2（mm）：32；覆膜段长度：L1（mm） ：70、裸段长度：L2（mm） ：15","HT4232-070-1500","血管介入治疗类材料","国械注准20153130517","直管型覆膜支架及输送系统(短主体)","是","是",null,"血管支架","f32","cq320000112"]
[396,115,"周围血管介入类","覆膜支架(胸主动脉专用)","直管型覆膜支架及输送系统(商品名:Hercules)(短主体)","上海微创心脉医疗科技（集团）股份有限公司","913101150512565326","上海微创心脉医疗科技（集团）股份有限公司","C0206050010001002501","0001207","","882953af-6a55-11ea-9dc4-fa163e0a8baf","近端直径：D1（mm）：24、远端直径：D2（mm）：20；覆膜段长度：L1（mm） ：90、裸段长度：L2（mm） ：15","HT2420-090-1500","血管介入治疗类材料","国械注准20153130517","直管型覆膜支架及输送系统(短主体)","是","是",null,"血管支架","f32","cq320000112"]
[397,115,"周围血管介入类","覆膜支架(胸主动脉专用)","直管型覆膜支架及输送系统(商品名:Hercules)(短主体)","上海微创心脉医疗科技（集团）股份有限公司","913101150512565326","上海微创心脉医疗科技（集团）股份有限公司","C0206050010001002501","0001208","","8829559e-6a55-11ea-9dc4-fa163e0a8baf","近端直径：D1（mm）：44、远端直径：D2（mm）：34；覆膜段长度：L1（mm） ：80、裸段长度：L2（mm） ：15","HT4434-080-1500","血管介入治疗类材料","国械注准20153130517","直管型覆膜支架及输送系统(短主体)","是","是",null,"血管支架","f32","cq320000112"]
[398,115,"周围血管介入类","覆膜支架(胸主动脉专用)","直管型覆膜支架及输送系统(商品名:Hercules)(短主体)","上海微创心脉医疗科技（集团）股份有限公司","913101150512565326","上海微创心脉医疗科技（集团）股份有限公司","C0206050010001002501","0001209","","882957a3-6a55-11ea-9dc4-fa163e0a8baf","近端直径：D1（mm）：14、远端直径：D2（mm）：16；覆膜段长度：L1（mm） ：90、裸段长度：L2（mm） ：0","HT1416-090-0000","血管介入治疗类材料","国械注准20153130517","直管型覆膜支架及输送系统(短主体)","是","是",null,"血管支架","f32","cq320000112"]
[399,115,"周围血管介入类","覆膜支架(胸主动脉专用)","直管型覆膜支架及输送系统(商品名:Hercules)(短主体)","上海微创心脉医疗科技（集团）股份有限公司","913101150512565326","上海微创心脉医疗科技（集团）股份有限公司","C0206050010001002501","0001210","","882959a8-6a55-11ea-9dc4-fa163e0a8baf","近端直径：D1（mm）：32、远端直径：D2（mm）：22；覆膜段长度：L1（mm） ：60、裸段长度：L2（mm） ：20","HT3222-060-2000","血管介入治疗类材料","国械注准20153130517","直管型覆膜支架及输送系统(短主体)","是","是",null,"血管支架","f32","cq320000112"]
[400,115,"周围血管介入类","覆膜支架(胸主动脉专用)","直管型覆膜支架及输送系统(商品名:Hercules)(短主体)","上海微创心脉医疗科技（集团）股份有限公司","913101150512565326","上海微创心脉医疗科技（集团）股份有限公司","C0206050010001002501","0001211","","88295b9b-6a55-11ea-9dc4-fa163e0a8baf","近端直径：D1（mm）：30、远端直径：D2（mm）：22；覆膜段长度：L1（mm） ：90、裸段长度：L2（mm） ：20","HT3022-090-2000","血管介入治疗类材料","国械注准20153130517","直管型覆膜支架及输送系统(短主体)","是","是",null,"血管支架","f32","cq320000112"]
[401,115,"周围血管介入类","覆膜支架(胸主动脉专用)","直管型覆膜支架及输送系统(商品名:Hercules)(短主体)","上海微创心脉医疗科技（集团）股份有限公司","913101150512565326","上海微创心脉医疗科技（集团）股份有限公司","C0206050010001002501","0001212","","88295d95-6a55-11ea-9dc4-fa163e0a8baf","近端直径：D1（mm）：12、远端直径：D2（mm）：18；覆膜段长度：L1（mm） ：60、裸段长度：L2（mm） ：0","HT1218-060-0000","血管介入治疗类材料","国械注准20153130517","直管型覆膜支架及输送系统(短主体)","是","是",null,"血管支架","f32","cq320000112"]
[402,115,"周围血管介入类","覆膜支架(胸主动脉专用)","直管型覆膜支架及输送系统(商品名:Hercules)(短主体)","上海微创心脉医疗科技（集团）股份有限公司","913101150512565326","上海微创心脉医疗科技（集团）股份有限公司","C0206050010001002501","0001213","","88295f94-6a55-11ea-9dc4-fa163e0a8baf","近端直径：D1（mm）：40、远端直径：D2（mm）：32；覆膜段长度：L1（mm） ：80、裸段长度：L2（mm） ：15","HT4032-080-1500","血管介入治疗类材料","国械注准20153130517","直管型覆膜支架及输送系统(短主体)","是","是",null,"血管支架","f32","cq320000112"]
[403,115,"周围血管介入类","覆膜支架(胸主动脉专用)","直管型覆膜支架及输送系统(商品名:Hercules)(短主体)","上海微创心脉医疗科技（集团）股份有限公司","913101150512565326","上海微创心脉医疗科技（集团）股份有限公司","C0206050010001002501","0001214","","88296185-6a55-11ea-9dc4-fa163e0a8baf","近端直径：D1（mm）：16、远端直径：D2（mm）：16；覆膜段长度：L1（mm） ：90、裸段长度：L2（mm） ：0","HT1616-090-0000","血管介入治疗类材料","国械注准20153130517","直管型覆膜支架及输送系统(短主体)","是","是",null,"血管支架","f32","cq320000112"]
[404,115,"周围血管介入类","覆膜支架(胸主动脉专用)","直管型覆膜支架及输送系统(商品名:Hercules)(短主体)","上海微创心脉医疗科技（集团）股份有限公司","913101150512565326","上海微创心脉医疗科技（集团）股份有限公司","C0206050010001002501","0001215","","8829638b-6a55-11ea-9dc4-fa163e0a8baf","近端直径：D1（mm）：30、远端直径：D2（mm）：20；覆膜段长度：L1（mm） ：70、裸段长度：L2（mm） ：20","HT3020-070-2000","血管介入治疗类材料","国械注准20153130517","直管型覆膜支架及输送系统(短主体)","是","是",null,"血管支架","f32","cq320000112"]
[405,115,"周围血管介入类","覆膜支架(胸主动脉专用)","直管型覆膜支架及输送系统(商品名:Hercules)(短主体)","上海微创心脉医疗科技（集团）股份有限公司","913101150512565326","上海微创心脉医疗科技（集团）股份有限公司","C0206050010001002501","0001217","","88296785-6a55-11ea-9dc4-fa163e0a8baf","近端直径：D1（mm）：42、远端直径：D2（mm）：32；覆膜段长度：L1（mm） ：80、裸段长度：L2（mm） ：15","HT4232-080-1500","血管介入治疗类材料","国械注准20153130517","直管型覆膜支架及输送系统(短主体)","是","是",null,"血管支架","f32","cq320000112"]
[406,115,"周围血管介入类","覆膜支架(胸主动脉专用)","直管型覆膜支架及输送系统(商品名:Hercules)(短主体)","上海微创心脉医疗科技（集团）股份有限公司","913101150512565326","上海微创心脉医疗科技（集团）股份有限公司","C0206050010001002501","0001218","","8829698b-6a55-11ea-9dc4-fa163e0a8baf","近端直径：D1（mm）：38、远端直径：D2（mm）：26；覆膜段长度：L1（mm） ：90、裸段长度：L2（mm） ：20","HT3826-090-2000","血管介入治疗类材料","国械注准20153130517","直管型覆膜支架及输送系统(短主体)","是","是",null,"血管支架","f32","cq320000112"]
[407,115,"周围血管介入类","覆膜支架(胸主动脉专用)","直管型覆膜支架及输送系统(商品名:Hercules)(短主体)","上海微创心脉医疗科技（集团）股份有限公司","913101150512565326","上海微创心脉医疗科技（集团）股份有限公司","C0206050010001002501","0001219","","88296b91-6a55-11ea-9dc4-fa163e0a8baf","近端直径：D1（mm）：38、远端直径：D2（mm）：38；覆膜段长度：L1（mm） ：70、裸段长度：L2（mm） ：15","HT3838-070-1500","血管介入治疗类材料","国械注准20153130517","直管型覆膜支架及输送系统(短主体)","是","是",null,"血管支架","f32","cq320000112"]
[408,115,"周围血管介入类","覆膜支架(胸主动脉专用)","直管型覆膜支架及输送系统(商品名:Hercules)(短主体)","上海微创心脉医疗科技（集团）股份有限公司","913101150512565326","上海微创心脉医疗科技（集团）股份有限公司","C0206050010001002501","0001220","","88296d91-6a55-11ea-9dc4-fa163e0a8baf","近端直径：D1（mm）：42、远端直径：D2（mm）：42；覆膜段长度：L1（mm） ：60、裸段长度：L2（mm） ：15","HT4242-060-1500","血管介入治疗类材料","国械注准20153130517","直管型覆膜支架及输送系统(短主体)","是","是",null,"血管支架","f32","cq320000112"]
[409,115,"周围血管介入类","覆膜支架(胸主动脉专用)","直管型覆膜支架及输送系统(商品名:Hercules)(短主体)","上海微创心脉医疗科技（集团）股份有限公司","913101150512565326","上海微创心脉医疗科技（集团）股份有限公司","C0206050010001002501","0001221","","88296f86-6a55-11ea-9dc4-fa163e0a8baf","近端直径：D1（mm）：38、远端直径：D2（mm）：30；覆膜段长度：L1（mm） ：60、裸段长度：L2（mm） ：20","HT3830-060-2000","血管介入治疗类材料","国械注准20153130517","直管型覆膜支架及输送系统(短主体)","是","是",null,"血管支架","f32","cq320000112"]
[410,115,"周围血管介入类","覆膜支架(胸主动脉专用)","直管型覆膜支架及输送系统(商品名:Hercules)(短主体)","上海微创心脉医疗科技（集团）股份有限公司","913101150512565326","上海微创心脉医疗科技（集团）股份有限公司","C0206050010001002501","0001222","","88297186-6a55-11ea-9dc4-fa163e0a8baf","近端直径：D1（mm）：18、远端直径：D2（mm）：30；覆膜段长度：L1（mm） ：90、裸段长度：L2（mm） ：0","HT1830-090-0000","血管介入治疗类材料","国械注准20153130517","直管型覆膜支架及输送系统(短主体)","是","是",null,"血管支架","f32","cq320000112"]
[411,115,"周围血管介入类","覆膜支架(胸主动脉专用)","直管型覆膜支架及输送系统(商品名:Hercules)(短主体)","上海微创心脉医疗科技（集团）股份有限公司","913101150512565326","上海微创心脉医疗科技（集团）股份有限公司","C0206050010001002501","0001223","","882973d0-6a55-11ea-9dc4-fa163e0a8baf","近端直径：D1（mm）：44、远端直径：D2（mm）：32；覆膜段长度：L1（mm） ：90、裸段长度：L2（mm） ：15","HT4432-090-1500","血管介入治疗类材料","国械注准20153130517","直管型覆膜支架及输送系统(短主体)","是","是",null,"血管支架","f32","cq320000112"]
[412,115,"周围血管介入类","覆膜支架(胸主动脉专用)","直管型覆膜支架及输送系统(商品名:Hercules)(短主体)","上海微创心脉医疗科技（集团）股份有限公司","913101150512565326","上海微创心脉医疗科技（集团）股份有限公司","C0206050010001002501","0001224","","882975d6-6a55-11ea-9dc4-fa163e0a8baf","近端直径：D1（mm）：28、远端直径：D2（mm）：24；覆膜段长度：L1（mm） ：70、裸段长度：L2（mm） ：15","HT2824-070-1500","血管介入治疗类材料","国械注准20153130517","直管型覆膜支架及输送系统(短主体)","是","是",null,"血管支架","f32","cq320000112"]
[413,115,"周围血管介入类","覆膜支架(胸主动脉专用)","直管型覆膜支架及输送系统(商品名:Hercules)(短主体)","上海微创心脉医疗科技（集团）股份有限公司","913101150512565326","上海微创心脉医疗科技（集团）股份有限公司","C0206050010001002501","0001225","","882977e3-6a55-11ea-9dc4-fa163e0a8baf","近端直径：D1（mm）：16、远端直径：D2（mm）：18；覆膜段长度：L1（mm） ：60、裸段长度：L2（mm） ：0","HT1618-060-0000","血管介入治疗类材料","国械注准20153130517","直管型覆膜支架及输送系统(短主体)","是","是",null,"血管支架","f32","cq320000112"]
[414,115,"周围血管介入类","覆膜支架(胸主动脉专用)","直管型覆膜支架及输送系统(商品名:Hercules)(短主体)","上海微创心脉医疗科技（集团）股份有限公司","913101150512565326","上海微创心脉医疗科技（集团）股份有限公司","C0206050010001002501","0001226","","88297a1f-6a55-11ea-9dc4-fa163e0a8baf","近端直径：D1（mm）：38、远端直径：D2（mm）：32；覆膜段长度：L1（mm） ：90、裸段长度：L2（mm） ：15","HT3832-090-1500","血管介入治疗类材料","国械注准20153130517","直管型覆膜支架及输送系统(短主体)","是","是",null,"血管支架","f32","cq320000112"]
[415,115,"周围血管介入类","覆膜支架(胸主动脉专用)","直管型覆膜支架及输送系统(商品名:Hercules)(短主体)","上海微创心脉医疗科技（集团）股份有限公司","913101150512565326","上海微创心脉医疗科技（集团）股份有限公司","C0206050010001002501","0001227","","88297c2c-6a55-11ea-9dc4-fa163e0a8baf","近端直径：D1（mm）：36、远端直径：D2（mm）：36；覆膜段长度：L1（mm） ：70、裸段长度：L2（mm） ：20","HT3636-070-2000","血管介入治疗类材料","国械注准20153130517","直管型覆膜支架及输送系统(短主体)","是","是",null,"血管支架","f32","cq320000112"]
[416,115,"周围血管介入类","覆膜支架(胸主动脉专用)","直管型覆膜支架及输送系统(商品名:Hercules)(短主体)","上海微创心脉医疗科技（集团）股份有限公司","913101150512565326","上海微创心脉医疗科技（集团）股份有限公司","C0206050010001002501","0001228","","88297e41-6a55-11ea-9dc4-fa163e0a8baf","近端直径：D1（mm）：34、远端直径：D2（mm）：26；覆膜段长度：L1（mm） ：70、裸段长度：L2（mm） ：20","HT3426-070-2000","血管介入治疗类材料","国械注准20153130517","直管型覆膜支架及输送系统(短主体)","是","是",null,"血管支架","f32","cq320000112"]
[417,115,"周围血管介入类","覆膜支架(胸主动脉专用)","直管型覆膜支架及输送系统(商品名:Hercules)(短主体)","上海微创心脉医疗科技（集团）股份有限公司","913101150512565326","上海微创心脉医疗科技（集团）股份有限公司","C0206050010001002501","0001229","","88298214-6a55-11ea-9dc4-fa163e0a8baf","近端直径：D1（mm）：12、远端直径：D2（mm）：24；覆膜段长度：L1（mm） ：80、裸段长度：L2（mm） ：0","HT1224-080-0000","血管介入治疗类材料","国械注准20153130517","直管型覆膜支架及输送系统(短主体)","是","是",null,"血管支架","f32","cq320000112"]
[418,115,"周围血管介入类","覆膜支架(胸主动脉专用)","直管型覆膜支架及输送系统(商品名:Hercules)(短主体)","上海微创心脉医疗科技（集团）股份有限公司","913101150512565326","上海微创心脉医疗科技（集团）股份有限公司","C0206050010001002501","0001230","","88298408-6a55-11ea-9dc4-fa163e0a8baf","近端直径：D1（mm）：40、远端直径：D2（mm）：36；覆膜段长度：L1（mm） ：90、裸段长度：L2（mm） ：15","HT4036-090-1500","血管介入治疗类材料","国械注准20153130517","直管型覆膜支架及输送系统(短主体)","是","是",null,"血管支架","f32","cq320000112"]
[419,115,"周围血管介入类","覆膜支架(胸主动脉专用)","直管型覆膜支架及输送系统(商品名:Hercules)(短主体)","上海微创心脉医疗科技（集团）股份有限公司","913101150512565326","上海微创心脉医疗科技（集团）股份有限公司","C0206050010001002501","0001231","","88298624-6a55-11ea-9dc4-fa163e0a8baf","近端直径：D1（mm）：40、远端直径：D2（mm）：38；覆膜段长度：L1（mm） ：80、裸段长度：L2（mm） ：20","HT4038-080-2000","血管介入治疗类材料","国械注准20153130517","直管型覆膜支架及输送系统(短主体)","是","是",null,"血管支架","f32","cq320000112"]
[420,115,"周围血管介入类","覆膜支架(胸主动脉专用)","直管型覆膜支架及输送系统(商品名:Hercules)(短主体)","上海微创心脉医疗科技（集团）股份有限公司","913101150512565326","上海微创心脉医疗科技（集团）股份有限公司","C0206050010001002501","0001232","","88298826-6a55-11ea-9dc4-fa163e0a8baf","近端直径：D1（mm）：42、远端直径：D2（mm）：34；覆膜段长度：L1（mm） ：60、裸段长度：L2（mm） ：15","HT4234-060-1500","血管介入治疗类材料","国械注准20153130517","直管型覆膜支架及输送系统(短主体)","是","是",null,"血管支架","f32","cq320000112"]
[421,115,"周围血管介入类","覆膜支架(胸主动脉专用)","直管型覆膜支架及输送系统(商品名:Hercules)(短主体)","上海微创心脉医疗科技（集团）股份有限公司","913101150512565326","上海微创心脉医疗科技（集团）股份有限公司","C0206050010001002501","0001233","","88298a1c-6a55-11ea-9dc4-fa163e0a8baf","近端直径：D1（mm）：42、远端直径：D2（mm）：38；覆膜段长度：L1（mm） ：80、裸段长度：L2（mm） ：15","HT4238-080-1500","血管介入治疗类材料","国械注准20153130517","直管型覆膜支架及输送系统(短主体)","是","是",null,"血管支架","f32","cq320000112"]
[422,115,"周围血管介入类","覆膜支架(胸主动脉专用)","直管型覆膜支架及输送系统(商品名:Hercules)(短主体)","上海微创心脉医疗科技（集团）股份有限公司","913101150512565326","上海微创心脉医疗科技（集团）股份有限公司","C0206050010001002501","0001234","","88298c0f-6a55-11ea-9dc4-fa163e0a8baf","近端直径：D1（mm）：16、远端直径：D2（mm）：26；覆膜段长度：L1（mm） ：90、裸段长度：L2（mm） ：0","HT1626-090-0000","血管介入治疗类材料","国械注准20153130517","直管型覆膜支架及输送系统(短主体)","是","是",null,"血管支架","f32","cq320000112"]
[423,115,"周围血管介入类","覆膜支架(胸主动脉专用)","直管型覆膜支架及输送系统(商品名:Hercules)(短主体)","上海微创心脉医疗科技（集团）股份有限公司","913101150512565326","上海微创心脉医疗科技（集团）股份有限公司","C0206050010001002501","0001235","","88298e06-6a55-11ea-9dc4-fa163e0a8baf","近端直径：D1（mm）：18、远端直径：D2（mm）：24；覆膜段长度：L1（mm） ：60、裸段长度：L2（mm） ：0","HT1824-060-0000","血管介入治疗类材料","国械注准20153130517","直管型覆膜支架及输送系统(短主体)","是","是",null,"血管支架","f32","cq320000112"]
[424,115,"周围血管介入类","覆膜支架(胸主动脉专用)","直管型覆膜支架及输送系统(商品名:Hercules)(短主体)","上海微创心脉医疗科技（集团）股份有限公司","913101150512565326","上海微创心脉医疗科技（集团）股份有限公司","C0206050010001002501","0001236","","88299016-6a55-11ea-9dc4-fa163e0a8baf","近端直径：D1（mm）：40、远端直径：D2（mm）：34；覆膜段长度：L1（mm） ：80、裸段长度：L2（mm） ：20","HT4034-080-2000","血管介入治疗类材料","国械注准20153130517","直管型覆膜支架及输送系统(短主体)","是","是",null,"血管支架","f32","cq320000112"]
[425,115,"周围血管介入类","覆膜支架(胸主动脉专用)","直管型覆膜支架及输送系统(商品名:Hercules)(短主体)","上海微创心脉医疗科技（集团）股份有限公司","913101150512565326","上海微创心脉医疗科技（集团）股份有限公司","C0206050010001002501","0001237","","88299207-6a55-11ea-9dc4-fa163e0a8baf","近端直径：D1（mm）：42、远端直径：D2（mm）：32；覆膜段长度：L1（mm） ：80、裸段长度：L2（mm） ：20","HT4232-080-2000","血管介入治疗类材料","国械注准20153130517","直管型覆膜支架及输送系统(短主体)","是","是",null,"血管支架","f32","cq320000112"]
[426,115,"周围血管介入类","覆膜支架(胸主动脉专用)","直管型覆膜支架及输送系统(商品名:Hercules)(短主体)","上海微创心脉医疗科技（集团）股份有限公司","913101150512565326","上海微创心脉医疗科技（集团）股份有限公司","C0206050010001002501","0001238","","88299404-6a55-11ea-9dc4-fa163e0a8baf","近端直径：D1（mm）：12、远端直径：D2（mm）：14；覆膜段长度：L1（mm） ：90、裸段长度：L2（mm） ：0","HT1214-090-0000","血管介入治疗类材料","国械注准20153130517","直管型覆膜支架及输送系统(短主体)","是","是",null,"血管支架","f32","cq320000112"]
[427,115,"周围血管介入类","覆膜支架(胸主动脉专用)","直管型覆膜支架及输送系统(商品名:Hercules)(短主体)","上海微创心脉医疗科技（集团）股份有限公司","913101150512565326","上海微创心脉医疗科技（集团）股份有限公司","C0206050010001002501","0001239","","88299601-6a55-11ea-9dc4-fa163e0a8baf","近端直径：D1（mm）：14、远端直径：D2（mm）：20；覆膜段长度：L1（mm） ：60、裸段长度：L2（mm） ：0","HT1420-060-0000","血管介入治疗类材料","国械注准20153130517","直管型覆膜支架及输送系统(短主体)","是","是",null,"血管支架","f32","cq320000112"]
[428,115,"周围血管介入类","覆膜支架(胸主动脉专用)","直管型覆膜支架及输送系统(商品名:Hercules)(短主体)","上海微创心脉医疗科技（集团）股份有限公司","913101150512565326","上海微创心脉医疗科技（集团）股份有限公司","C0206050010001002501","0001240","","882997f9-6a55-11ea-9dc4-fa163e0a8baf","近端直径：D1（mm）：18、远端直径：D2（mm）：28；覆膜段长度：L1（mm） ：60、裸段长度：L2（mm） ：0","HT1828-060-0000","血管介入治疗类材料","国械注准20153130517","直管型覆膜支架及输送系统(短主体)","是","是",null,"血管支架","f32","cq320000112"]
[429,115,"周围血管介入类","覆膜支架(胸主动脉专用)","直管型覆膜支架及输送系统(商品名:Hercules)(短主体)","上海微创心脉医疗科技（集团）股份有限公司","913101150512565326","上海微创心脉医疗科技（集团）股份有限公司","C0206050010001002501","0001241","","882999f8-6a55-11ea-9dc4-fa163e0a8baf","近端直径：D1（mm）：42、远端直径：D2（mm）：32；覆膜段长度：L1（mm） ：60、裸段长度：L2（mm） ：15","HT4232-060-1500","血管介入治疗类材料","国械注准20153130517","直管型覆膜支架及输送系统(短主体)","是","是",null,"血管支架","f32","cq320000112"]
[430,115,"周围血管介入类","覆膜支架(胸主动脉专用)","直管型覆膜支架及输送系统(商品名:Hercules)(短主体)","上海微创心脉医疗科技（集团）股份有限公司","913101150512565326","上海微创心脉医疗科技（集团）股份有限公司","C0206050010001002501","0001242","","88299c35-6a55-11ea-9dc4-fa163e0a8baf","近端直径：D1（mm）：30、远端直径：D2（mm）：24；覆膜段长度：L1（mm） ：90、裸段长度：L2（mm） ：20","HT3024-090-2000","血管介入治疗类材料","国械注准20153130517","直管型覆膜支架及输送系统(短主体)","是","是",null,"血管支架","f32","cq320000112"]
[431,115,"周围血管介入类","覆膜支架(胸主动脉专用)","直管型覆膜支架及输送系统(商品名:Hercules)(短主体)","上海微创心脉医疗科技（集团）股份有限公司","913101150512565326","上海微创心脉医疗科技（集团）股份有限公司","C0206050010001002501","0001243","","88299e1d-6a55-11ea-9dc4-fa163e0a8baf","近端直径：D1（mm）：12、远端直径：D2（mm）：18；覆膜段长度：L1（mm） ：80、裸段长度：L2（mm） ：0","HT1218-080-0000","血管介入治疗类材料","国械注准20153130517","直管型覆膜支架及输送系统(短主体)","是","是",null,"血管支架","f32","cq320000112"]
[432,115,"周围血管介入类","覆膜支架(胸主动脉专用)","直管型覆膜支架及输送系统(商品名:Hercules)(短主体)","上海微创心脉医疗科技（集团）股份有限公司","913101150512565326","上海微创心脉医疗科技（集团）股份有限公司","C0206050010001002501","0001244","","8829a017-6a55-11ea-9dc4-fa163e0a8baf","近端直径：D1（mm）：12、远端直径：D2（mm）：18；覆膜段长度：L1（mm） ：90、裸段长度：L2（mm） ：0","HT1218-090-0000","血管介入治疗类材料","国械注准20153130517","直管型覆膜支架及输送系统(短主体)","是","是",null,"血管支架","f32","cq320000112"]
[433,115,"周围血管介入类","覆膜支架(胸主动脉专用)","直管型覆膜支架及输送系统(商品名:Hercules)(短主体)","上海微创心脉医疗科技（集团）股份有限公司","913101150512565326","上海微创心脉医疗科技（集团）股份有限公司","C0206050010001002501","0001245","","8829a217-6a55-11ea-9dc4-fa163e0a8baf","近端直径：D1（mm）：40、远端直径：D2（mm）：34；覆膜段长度：L1（mm） ：70、裸段长度：L2（mm） ：20","HT4034-070-2000","血管介入治疗类材料","国械注准20153130517","直管型覆膜支架及输送系统(短主体)","是","是",null,"血管支架","f32","cq320000112"]
[434,115,"周围血管介入类","覆膜支架(胸主动脉专用)","直管型覆膜支架及输送系统(商品名:Hercules)(短主体)","上海微创心脉医疗科技（集团）股份有限公司","913101150512565326","上海微创心脉医疗科技（集团）股份有限公司","C0206050010001002501","0001246","","8829a417-6a55-11ea-9dc4-fa163e0a8baf","近端直径：D1（mm）：30、远端直径：D2（mm）：28；覆膜段长度：L1（mm） ：90、裸段长度：L2（mm） ：20","HT3028-090-2000","血管介入治疗类材料","国械注准20153130517","直管型覆膜支架及输送系统(短主体)","是","是",null,"血管支架","f32","cq320000112"]
[435,115,"周围血管介入类","覆膜支架(胸主动脉专用)","直管型覆膜支架及输送系统(商品名:Hercules)(短主体)","上海微创心脉医疗科技（集团）股份有限公司","913101150512565326","上海微创心脉医疗科技（集团）股份有限公司","C0206050010001002501","0001247","","8829a8b6-6a55-11ea-9dc4-fa163e0a8baf","近端直径：D1（mm）：36、远端直径：D2（mm）：32；覆膜段长度：L1（mm） ：80、裸段长度：L2（mm） ：20","HT3632-080-2000","血管介入治疗类材料","国械注准20153130517","直管型覆膜支架及输送系统(短主体)","是","是",null,"血管支架","f32","cq320000112"]
[436,115,"周围血管介入类","覆膜支架(胸主动脉专用)","直管型覆膜支架及输送系统(商品名:Hercules)(短主体)","上海微创心脉医疗科技（集团）股份有限公司","913101150512565326","上海微创心脉医疗科技（集团）股份有限公司","C0206050010001002501","0001248","","8829ab3e-6a55-11ea-9dc4-fa163e0a8baf","近端直径：D1（mm）：42、远端直径：D2（mm）：42；覆膜段长度：L1（mm） ：80、裸段长度：L2（mm） ：15","HT4242-080-1500","血管介入治疗类材料","国械注准20153130517","直管型覆膜支架及输送系统(短主体)","是","是",null,"血管支架","f32","cq320000112"]
[437,115,"周围血管介入类","覆膜支架(胸主动脉专用)","直管型覆膜支架及输送系统(商品名:Hercules)(短主体)","上海微创心脉医疗科技（集团）股份有限公司","913101150512565326","上海微创心脉医疗科技（集团）股份有限公司","C0206050010001002501","0001249","","8829adb0-6a55-11ea-9dc4-fa163e0a8baf","近端直径：D1（mm）：38、远端直径：D2（mm）：36；覆膜段长度：L1（mm） ：70、裸段长度：L2（mm） ：20","HT3836-070-2000","血管介入治疗类材料","国械注准20153130517","直管型覆膜支架及输送系统(短主体)","是","是",null,"血管支架","f32","cq320000112"]
[438,115,"周围血管介入类","覆膜支架(胸主动脉专用)","直管型覆膜支架及输送系统(商品名:Hercules)(短主体)","上海微创心脉医疗科技（集团）股份有限公司","913101150512565326","上海微创心脉医疗科技（集团）股份有限公司","C0206050010001002501","0001250","","8829afae-6a55-11ea-9dc4-fa163e0a8baf","近端直径：D1（mm）：44、远端直径：D2（mm）：42；覆膜段长度：L1（mm） ：70、裸段长度：L2（mm） ：15","HT4442-070-1500","血管介入治疗类材料","国械注准20153130517","直管型覆膜支架及输送系统(短主体)","是","是",null,"血管支架","f32","cq320000112"]
[439,115,"周围血管介入类","覆膜支架(胸主动脉专用)","直管型覆膜支架及输送系统(商品名:Hercules)(短主体)","上海微创心脉医疗科技（集团）股份有限公司","913101150512565326","上海微创心脉医疗科技（集团）股份有限公司","C0206050010001002501","0001251","","8829b1a2-6a55-11ea-9dc4-fa163e0a8baf","近端直径：D1（mm）：40、远端直径：D2（mm）：34；覆膜段长度：L1（mm） ：90、裸段长度：L2（mm） ：15","HT4034-090-1500","血管介入治疗类材料","国械注准20153130517","直管型覆膜支架及输送系统(短主体)","是","是",null,"血管支架","f32","cq320000112"]
[440,115,"周围血管介入类","覆膜支架(胸主动脉专用)","直管型覆膜支架及输送系统(商品名:Hercules)(短主体)","上海微创心脉医疗科技（集团）股份有限公司","913101150512565326","上海微创心脉医疗科技（集团）股份有限公司","C0206050010001002501","0001252","","8829b3a7-6a55-11ea-9dc4-fa163e0a8baf","近端直径：D1（mm）：42、远端直径：D2（mm）：30；覆膜段长度：L1（mm） ：70、裸段长度：L2（mm） ：15","HT4230-070-1500","血管介入治疗类材料","国械注准20153130517","直管型覆膜支架及输送系统(短主体)","是","是",null,"血管支架","f32","cq320000112"]
[441,115,"周围血管介入类","覆膜支架(胸主动脉专用)","直管型覆膜支架及输送系统(商品名:Hercules)(短主体)","上海微创心脉医疗科技（集团）股份有限公司","913101150512565326","上海微创心脉医疗科技（集团）股份有限公司","C0206050010001002501","0001253","","8829b5a7-6a55-11ea-9dc4-fa163e0a8baf","近端直径：D1（mm）：40、远端直径：D2（mm）：40；覆膜段长度：L1（mm） ：70、裸段长度：L2（mm） ：20","HT4040-070-2000","血管介入治疗类材料","国械注准20153130517","直管型覆膜支架及输送系统(短主体)","是","是",null,"血管支架","f32","cq320000112"]
[442,115,"周围血管介入类","覆膜支架(胸主动脉专用)","直管型覆膜支架及输送系统(商品名:Hercules)(短主体)","上海微创心脉医疗科技（集团）股份有限公司","913101150512565326","上海微创心脉医疗科技（集团）股份有限公司","C0206050010001002501","0001254","","8829b79c-6a55-11ea-9dc4-fa163e0a8baf","近端直径：D1（mm）：36、远端直径：D2（mm）：28；覆膜段长度：L1（mm） ：80、裸段长度：L2（mm） ：20","HT3628-080-2000","血管介入治疗类材料","国械注准20153130517","直管型覆膜支架及输送系统(短主体)","是","是",null,"血管支架","f32","cq320000112"]
[443,115,"周围血管介入类","覆膜支架(胸主动脉专用)","直管型覆膜支架及输送系统(商品名:Hercules)(短主体)","上海微创心脉医疗科技（集团）股份有限公司","913101150512565326","上海微创心脉医疗科技（集团）股份有限公司","C0206050010001002501","0001255","","8829b9a2-6a55-11ea-9dc4-fa163e0a8baf","近端直径：D1（mm）：20、远端直径：D2（mm）：18；覆膜段长度：L1（mm） ：90、裸段长度：L2（mm） ：15","HT2018-090-1500","血管介入治疗类材料","国械注准20153130517","直管型覆膜支架及输送系统(短主体)","是","是",null,"血管支架","f32","cq320000112"]
[444,115,"周围血管介入类","覆膜支架(胸主动脉专用)","直管型覆膜支架及输送系统(商品名:Hercules)(短主体)","上海微创心脉医疗科技（集团）股份有限公司","913101150512565326","上海微创心脉医疗科技（集团）股份有限公司","C0206050010001002501","0001256","","8829bb8b-6a55-11ea-9dc4-fa163e0a8baf","近端直径：D1（mm）：44、远端直径：D2（mm）：36；覆膜段长度：L1（mm） ：80、裸段长度：L2（mm） ：20","HT4436-080-2000","血管介入治疗类材料","国械注准20153130517","直管型覆膜支架及输送系统(短主体)","是","是",null,"血管支架","f32","cq320000112"]
[445,115,"周围血管介入类","覆膜支架(胸主动脉专用)","直管型覆膜支架及输送系统(商品名:Hercules)(短主体)","上海微创心脉医疗科技（集团）股份有限公司","913101150512565326","上海微创心脉医疗科技（集团）股份有限公司","C0206050010001002501","0001257","","8829bd93-6a55-11ea-9dc4-fa163e0a8baf","近端直径：D1（mm）：30、远端直径：D2（mm）：28；覆膜段长度：L1（mm） ：80、裸段长度：L2（mm） ：20","HT3028-080-2000","血管介入治疗类材料","国械注准20153130517","直管型覆膜支架及输送系统(短主体)","是","是",null,"血管支架","f32","cq320000112"]
[446,115,"周围血管介入类","覆膜支架(胸主动脉专用)","直管型覆膜支架及输送系统(商品名:Hercules)(短主体)","上海微创心脉医疗科技（集团）股份有限公司","913101150512565326","上海微创心脉医疗科技（集团）股份有限公司","C0206050010001002501","0001258","","8829bf88-6a55-11ea-9dc4-fa163e0a8baf","近端直径：D1（mm）：32、远端直径：D2（mm）：26；覆膜段长度：L1（mm） ：60、裸段长度：L2（mm） ：20","HT3226-060-2000","血管介入治疗类材料","国械注准20153130517","直管型覆膜支架及输送系统(短主体)","是","是",null,"血管支架","f32","cq320000112"]
[447,115,"周围血管介入类","覆膜支架(胸主动脉专用)","直管型覆膜支架及输送系统(商品名:Hercules)(短主体)","上海微创心脉医疗科技（集团）股份有限公司","913101150512565326","上海微创心脉医疗科技（集团）股份有限公司","C0206050010001002501","0001259","","8829c1a6-6a55-11ea-9dc4-fa163e0a8baf","近端直径：D1（mm）：12、远端直径：D2（mm）：14；覆膜段长度：L1（mm） ：60、裸段长度：L2（mm） ：0","HT1214-060-0000","血管介入治疗类材料","国械注准20153130517","直管型覆膜支架及输送系统(短主体)","是","是",null,"血管支架","f32","cq320000112"]
[448,115,"周围血管介入类","覆膜支架(胸主动脉专用)","直管型覆膜支架及输送系统(商品名:Hercules)(短主体)","上海微创心脉医疗科技（集团）股份有限公司","913101150512565326","上海微创心脉医疗科技（集团）股份有限公司","C0206050010001002501","0001260","","8829c3af-6a55-11ea-9dc4-fa163e0a8baf","近端直径：D1（mm）：32、远端直径：D2（mm）：24；覆膜段长度：L1（mm） ：90、裸段长度：L2（mm） ：20","HT3224-090-2000","血管介入治疗类材料","国械注准20153130517","直管型覆膜支架及输送系统(短主体)","是","是",null,"血管支架","f32","cq320000112"]
[449,115,"周围血管介入类","覆膜支架(胸主动脉专用)","直管型覆膜支架及输送系统(商品名:Hercules)(短主体)","上海微创心脉医疗科技（集团）股份有限公司","913101150512565326","上海微创心脉医疗科技（集团）股份有限公司","C0206050010001002501","0001261","","8829c5a7-6a55-11ea-9dc4-fa163e0a8baf","近端直径：D1（mm）：40、远端直径：D2（mm）：32；覆膜段长度：L1（mm） ：90、裸段长度：L2（mm） ：20","HT4032-090-2000","血管介入治疗类材料","国械注准20153130517","直管型覆膜支架及输送系统(短主体)","是","是",null,"血管支架","f32","cq320000112"]
[450,115,"周围血管介入类","覆膜支架(胸主动脉专用)","直管型覆膜支架及输送系统(商品名:Hercules)(短主体)","上海微创心脉医疗科技（集团）股份有限公司","913101150512565326","上海微创心脉医疗科技（集团）股份有限公司","C0206050010001002501","0001262","","8829c7a5-6a55-11ea-9dc4-fa163e0a8baf","近端直径：D1（mm）：20、远端直径：D2（mm）：16；覆膜段长度：L1（mm） ：60、裸段长度：L2（mm） ：15","HT2016-060-1500","血管介入治疗类材料","国械注准20153130517","直管型覆膜支架及输送系统(短主体)","是","是",null,"血管支架","f32","cq320000112"]
[451,115,"周围血管介入类","覆膜支架(胸主动脉专用)","直管型覆膜支架及输送系统(商品名:Hercules)(短主体)","上海微创心脉医疗科技（集团）股份有限公司","913101150512565326","上海微创心脉医疗科技（集团）股份有限公司","C0206050010001002501","0001263","","8829c9a9-6a55-11ea-9dc4-fa163e0a8baf","近端直径：D1（mm）：40、远端直径：D2（mm）：36；覆膜段长度：L1（mm） ：90、裸段长度：L2（mm） ：20","HT4036-090-2000","血管介入治疗类材料","国械注准20153130517","直管型覆膜支架及输送系统(短主体)","是","是",null,"血管支架","f32","cq320000112"]
[452,115,"周围血管介入类","覆膜支架(胸主动脉专用)","直管型覆膜支架及输送系统(商品名:Hercules)(短主体)","上海微创心脉医疗科技（集团）股份有限公司","913101150512565326","上海微创心脉医疗科技（集团）股份有限公司","C0206050010001002501","0001264","","8829cbaa-6a55-11ea-9dc4-fa163e0a8baf","近端直径：D1（mm）：38、远端直径：D2（mm）：28；覆膜段长度：L1（mm） ：70、裸段长度：L2（mm） ：20","HT3828-070-2000","血管介入治疗类材料","国械注准20153130517","直管型覆膜支架及输送系统(短主体)","是","是",null,"血管支架","f32","cq320000112"]
[453,115,"周围血管介入类","覆膜支架(胸主动脉专用)","直管型覆膜支架及输送系统(商品名:Hercules)(短主体)","上海微创心脉医疗科技（集团）股份有限公司","913101150512565326","上海微创心脉医疗科技（集团）股份有限公司","C0206050010001002501","0001266","","8829d1b2-6a55-11ea-9dc4-fa163e0a8baf","近端直径：D1（mm）：12、远端直径：D2（mm）：18；覆膜段长度：L1（mm） ：70、裸段长度：L2（mm） ：0","HT1218-070-0000","血管介入治疗类材料","国械注准20153130517","直管型覆膜支架及输送系统(短主体)","是","是",null,"血管支架","f32","cq320000112"]
[454,115,"周围血管介入类","覆膜支架(胸主动脉专用)","直管型覆膜支架及输送系统(商品名:Hercules)(短主体)","上海微创心脉医疗科技（集团）股份有限公司","913101150512565326","上海微创心脉医疗科技（集团）股份有限公司","C0206050010001002501","0001267","","8829d3bc-6a55-11ea-9dc4-fa163e0a8baf","近端直径：D1（mm）：26、远端直径：D2（mm）：22；覆膜段长度：L1（mm） ：90、裸段长度：L2（mm） ：15","HT2622-090-1500","血管介入治疗类材料","国械注准20153130517","直管型覆膜支架及输送系统(短主体)","是","是",null,"血管支架","f32","cq320000112"]
[455,115,"周围血管介入类","覆膜支架(胸主动脉专用)","直管型覆膜支架及输送系统(商品名:Hercules)(短主体)","上海微创心脉医疗科技（集团）股份有限公司","913101150512565326","上海微创心脉医疗科技（集团）股份有限公司","C0206050010001002501","0001268","","8829d607-6a55-11ea-9dc4-fa163e0a8baf","近端直径：D1（mm）：16、远端直径：D2（mm）：16；覆膜段长度：L1（mm） ：60、裸段长度：L2（mm） ：0","HT1616-060-0000","血管介入治疗类材料","国械注准20153130517","直管型覆膜支架及输送系统(短主体)","是","是",null,"血管支架","f32","cq320000112"]
[456,115,"周围血管介入类","覆膜支架(胸主动脉专用)","直管型覆膜支架及输送系统(商品名:Hercules)(短主体)","上海微创心脉医疗科技（集团）股份有限公司","913101150512565326","上海微创心脉医疗科技（集团）股份有限公司","C0206050010001002501","0001269","","8829d810-6a55-11ea-9dc4-fa163e0a8baf","近端直径：D1（mm）：16、远端直径：D2（mm）：28；覆膜段长度：L1（mm） ：80、裸段长度：L2（mm） ：0","HT1628-080-0000","血管介入治疗类材料","国械注准20153130517","直管型覆膜支架及输送系统(短主体)","是","是",null,"血管支架","f32","cq320000112"]
[457,115,"周围血管介入类","覆膜支架(胸主动脉专用)","直管型覆膜支架及输送系统(商品名:Hercules)(短主体)","上海微创心脉医疗科技（集团）股份有限公司","913101150512565326","上海微创心脉医疗科技（集团）股份有限公司","C0206050010001002501","0001270","","8829da26-6a55-11ea-9dc4-fa163e0a8baf","近端直径：D1（mm）：40、远端直径：D2（mm）：30；覆膜段长度：L1（mm） ：90、裸段长度：L2（mm） ：15","HT4030-090-1500","血管介入治疗类材料","国械注准20153130517","直管型覆膜支架及输送系统(短主体)","是","是",null,"血管支架","f32","cq320000112"]
[458,115,"周围血管介入类","覆膜支架(胸主动脉专用)","直管型覆膜支架及输送系统(商品名:Hercules)(短主体)","上海微创心脉医疗科技（集团）股份有限公司","913101150512565326","上海微创心脉医疗科技（集团）股份有限公司","C0206050010001002501","0001271","","8829dc25-6a55-11ea-9dc4-fa163e0a8baf","近端直径：D1（mm）：16、远端直径：D2（mm）：18；覆膜段长度：L1（mm） ：90、裸段长度：L2（mm） ：0","HT1618-090-0000","血管介入治疗类材料","国械注准20153130517","直管型覆膜支架及输送系统(短主体)","是","是",null,"血管支架","f32","cq320000112"]
[459,115,"周围血管介入类","覆膜支架(胸主动脉专用)","直管型覆膜支架及输送系统(商品名:Hercules)(短主体)","上海微创心脉医疗科技（集团）股份有限公司","913101150512565326","上海微创心脉医疗科技（集团）股份有限公司","C0206050010001002501","0001272","","8829de1d-6a55-11ea-9dc4-fa163e0a8baf","近端直径：D1（mm）：14、远端直径：D2（mm）：22；覆膜段长度：L1（mm） ：60、裸段长度：L2（mm） ：0","HT1422-060-0000","血管介入治疗类材料","国械注准20153130517","直管型覆膜支架及输送系统(短主体)","是","是",null,"血管支架","f32","cq320000112"]
[460,115,"周围血管介入类","覆膜支架(胸主动脉专用)","直管型覆膜支架及输送系统(商品名:Hercules)(短主体)","上海微创心脉医疗科技（集团）股份有限公司","913101150512565326","上海微创心脉医疗科技（集团）股份有限公司","C0206050010001002501","0001273","","8829e028-6a55-11ea-9dc4-fa163e0a8baf","近端直径：D1（mm）：34、远端直径：D2（mm）：30；覆膜段长度：L1（mm） ：70、裸段长度：L2（mm） ：20","HT3430-070-2000","血管介入治疗类材料","国械注准20153130517","直管型覆膜支架及输送系统(短主体)","是","是",null,"血管支架","f32","cq320000112"]
[461,115,"周围血管介入类","覆膜支架(胸主动脉专用)","直管型覆膜支架及输送系统(商品名:Hercules)(短主体)","上海微创心脉医疗科技（集团）股份有限公司","913101150512565326","上海微创心脉医疗科技（集团）股份有限公司","C0206050010001002501","0001274","","8829e232-6a55-11ea-9dc4-fa163e0a8baf","近端直径：D1（mm）：18、远端直径：D2（mm）：20；覆膜段长度：L1（mm） ：70、裸段长度：L2（mm） ：0","HT1820-070-0000","血管介入治疗类材料","国械注准20153130517","直管型覆膜支架及输送系统(短主体)","是","是",null,"血管支架","f32","cq320000112"]
[462,115,"周围血管介入类","覆膜支架(胸主动脉专用)","直管型覆膜支架及输送系统(商品名:Hercules)(短主体)","上海微创心脉医疗科技（集团）股份有限公司","913101150512565326","上海微创心脉医疗科技（集团）股份有限公司","C0206050010001002501","0001275","","8829e43a-6a55-11ea-9dc4-fa163e0a8baf","近端直径：D1（mm）：18、远端直径：D2（mm）：30；覆膜段长度：L1（mm） ：70、裸段长度：L2（mm） ：0","HT1830-070-0000","血管介入治疗类材料","国械注准20153130517","直管型覆膜支架及输送系统(短主体)","是","是",null,"血管支架","f32","cq320000112"]
[463,115,"周围血管介入类","覆膜支架(胸主动脉专用)","直管型覆膜支架及输送系统(商品名:Hercules)(短主体)","上海微创心脉医疗科技（集团）股份有限公司","913101150512565326","上海微创心脉医疗科技（集团）股份有限公司","C0206050010001002501","0001276","","8829e664-6a55-11ea-9dc4-fa163e0a8baf","近端直径：D1（mm）：12、远端直径：D2（mm）：12；覆膜段长度：L1（mm） ：90、裸段长度：L2（mm） ：0","HT1212-090-0000","血管介入治疗类材料","国械注准20153130517","直管型覆膜支架及输送系统(短主体)","是","是",null,"血管支架","f32","cq320000112"]
[464,115,"周围血管介入类","覆膜支架(胸主动脉专用)","直管型覆膜支架及输送系统(商品名:Hercules)(短主体)","上海微创心脉医疗科技（集团）股份有限公司","913101150512565326","上海微创心脉医疗科技（集团）股份有限公司","C0206050010001002501","0001277","","8829e898-6a55-11ea-9dc4-fa163e0a8baf","近端直径：D1（mm）：38、远端直径：D2（mm）：28；覆膜段长度：L1（mm） ：70、裸段长度：L2（mm） ：15","HT3828-070-1500","血管介入治疗类材料","国械注准20153130517","直管型覆膜支架及输送系统(短主体)","是","是",null,"血管支架","f32","cq320000112"]
[465,115,"周围血管介入类","覆膜支架(胸主动脉专用)","直管型覆膜支架及输送系统(商品名:Hercules)(短主体)","上海微创心脉医疗科技（集团）股份有限公司","913101150512565326","上海微创心脉医疗科技（集团）股份有限公司","C0206050010001002501","0001278","","8829eac5-6a55-11ea-9dc4-fa163e0a8baf","近端直径：D1（mm）：36、远端直径：D2（mm）：30；覆膜段长度：L1（mm） ：80、裸段长度：L2（mm） ：20","HT3630-080-2000","血管介入治疗类材料","国械注准20153130517","直管型覆膜支架及输送系统(短主体)","是","是",null,"血管支架","f32","cq320000112"]
[466,115,"周围血管介入类","覆膜支架(胸主动脉专用)","直管型覆膜支架及输送系统(商品名:Hercules)(短主体)","上海微创心脉医疗科技（集团）股份有限公司","913101150512565326","上海微创心脉医疗科技（集团）股份有限公司","C0206050010001002501","0001279","","8829ecef-6a55-11ea-9dc4-fa163e0a8baf","近端直径：D1（mm）：14、远端直径：D2（mm）：20；覆膜段长度：L1（mm） ：80、裸段长度：L2（mm） ：0","HT1420-080-0000","血管介入治疗类材料","国械注准20153130517","直管型覆膜支架及输送系统(短主体)","是","是",null,"血管支架","f32","cq320000112"]
[467,115,"周围血管介入类","覆膜支架(胸主动脉专用)","直管型覆膜支架及输送系统(商品名:Hercules)(短主体)","上海微创心脉医疗科技（集团）股份有限公司","913101150512565326","上海微创心脉医疗科技（集团）股份有限公司","C0206050010001002501","0001280","","8829eefc-6a55-11ea-9dc4-fa163e0a8baf","近端直径：D1（mm）：26、远端直径：D2（mm）：24；覆膜段长度：L1（mm） ：90、裸段长度：L2（mm） ：15","HT2624-090-1500","血管介入治疗类材料","国械注准20153130517","直管型覆膜支架及输送系统(短主体)","是","是",null,"血管支架","f32","cq320000112"]
[468,115,"周围血管介入类","覆膜支架(胸主动脉专用)","直管型覆膜支架及输送系统(商品名:Hercules)(短主体)","上海微创心脉医疗科技（集团）股份有限公司","913101150512565326","上海微创心脉医疗科技（集团）股份有限公司","C0206050010001002501","0001281","","8829f0fb-6a55-11ea-9dc4-fa163e0a8baf","近端直径：D1（mm）：32、远端直径：D2（mm）：26；覆膜段长度：L1（mm） ：80、裸段长度：L2（mm） ：20","HT3226-080-2000","血管介入治疗类材料","国械注准20153130517","直管型覆膜支架及输送系统(短主体)","是","是",null,"血管支架","f32","cq320000112"]
[469,115,"周围血管介入类","覆膜支架(胸主动脉专用)","直管型覆膜支架及输送系统(商品名:Hercules)(短主体)","上海微创心脉医疗科技（集团）股份有限公司","913101150512565326","上海微创心脉医疗科技（集团）股份有限公司","C0206050010001002501","0001282","","8829f300-6a55-11ea-9dc4-fa163e0a8baf","近端直径：D1（mm）：20、远端直径：D2（mm）：18；覆膜段长度：L1（mm） ：80、裸段长度：L2（mm） ：15","HT2018-080-1500","血管介入治疗类材料","国械注准20153130517","直管型覆膜支架及输送系统(短主体)","是","是",null,"血管支架","f32","cq320000112"]
[470,115,"周围血管介入类","覆膜支架(胸主动脉专用)","直管型覆膜支架及输送系统(商品名:Hercules)(短主体)","上海微创心脉医疗科技（集团）股份有限公司","913101150512565326","上海微创心脉医疗科技（集团）股份有限公司","C0206050010001002501","0001283","","8829f775-6a55-11ea-9dc4-fa163e0a8baf","近端直径：D1（mm）：24、远端直径：D2（mm）：20；覆膜段长度：L1（mm） ：80、裸段长度：L2（mm） ：15","HT2420-080-1500","血管介入治疗类材料","国械注准20153130517","直管型覆膜支架及输送系统(短主体)","是","是",null,"血管支架","f32","cq320000112"]
[471,115,"周围血管介入类","覆膜支架(胸主动脉专用)","直管型覆膜支架及输送系统(商品名:Hercules)(短主体)","上海微创心脉医疗科技（集团）股份有限公司","913101150512565326","上海微创心脉医疗科技（集团）股份有限公司","C0206050010001002501","0001284","","8829f98f-6a55-11ea-9dc4-fa163e0a8baf","近端直径：D1（mm）：30、远端直径：D2（mm）：22；覆膜段长度：L1（mm） ：80、裸段长度：L2（mm） ：20","HT3022-080-2000","血管介入治疗类材料","国械注准20153130517","直管型覆膜支架及输送系统(短主体)","是","是",null,"血管支架","f32","cq320000112"]
[472,115,"周围血管介入类","覆膜支架(胸主动脉专用)","直管型覆膜支架及输送系统(商品名:Hercules)(短主体)","上海微创心脉医疗科技（集团）股份有限公司","913101150512565326","上海微创心脉医疗科技（集团）股份有限公司","C0206050010001002501","0001286","","8829fd98-6a55-11ea-9dc4-fa163e0a8baf","近端直径：D1（mm）：30、远端直径：D2（mm）：28；覆膜段长度：L1（mm） ：70、裸段长度：L2（mm） ：20","HT3028-070-2000","血管介入治疗类材料","国械注准20153130517","直管型覆膜支架及输送系统(短主体)","是","是",null,"血管支架","f32","cq320000112"]
[473,115,"周围血管介入类","覆膜支架(胸主动脉专用)","直管型覆膜支架及输送系统(商品名:Hercules)(短主体)","上海微创心脉医疗科技（集团）股份有限公司","913101150512565326","上海微创心脉医疗科技（集团）股份有限公司","C0206050010001002501","0001287","","8829ff86-6a55-11ea-9dc4-fa163e0a8baf","近端直径：D1（mm）：40、远端直径：D2（mm）：34；覆膜段长度：L1（mm） ：60、裸段长度：L2（mm） ：15","HT4034-060-1500","血管介入治疗类材料","国械注准20153130517","直管型覆膜支架及输送系统(短主体)","是","是",null,"血管支架","f32","cq320000112"]
[474,115,"周围血管介入类","覆膜支架(胸主动脉专用)","直管型覆膜支架及输送系统(商品名:Hercules)(短主体)","上海微创心脉医疗科技（集团）股份有限公司","913101150512565326","上海微创心脉医疗科技（集团）股份有限公司","C0206050010001002501","0001288","","882a017d-6a55-11ea-9dc4-fa163e0a8baf","近端直径：D1（mm）：34、远端直径：D2（mm）：34；覆膜段长度：L1（mm） ：70、裸段长度：L2（mm） ：20","HT3434-070-2000","血管介入治疗类材料","国械注准20153130517","直管型覆膜支架及输送系统(短主体)","是","是",null,"血管支架","f32","cq320000112"]
[475,115,"周围血管介入类","覆膜支架(胸主动脉专用)","直管型覆膜支架及输送系统(商品名:Hercules)(短主体)","上海微创心脉医疗科技（集团）股份有限公司","913101150512565326","上海微创心脉医疗科技（集团）股份有限公司","C0206050010001002501","0001290","","882a05be-6a55-11ea-9dc4-fa163e0a8baf","近端直径：D1（mm）：44、远端直径：D2（mm）：44；覆膜段长度：L1（mm） ：60、裸段长度：L2（mm） ：20","HT4444-060-2000","血管介入治疗类材料","国械注准20153130517","直管型覆膜支架及输送系统(短主体)","是","是",null,"血管支架","f32","cq320000112"]
[476,115,"周围血管介入类","覆膜支架(胸主动脉专用)","直管型覆膜支架及输送系统(商品名:Hercules)(短主体)","上海微创心脉医疗科技（集团）股份有限公司","913101150512565326","上海微创心脉医疗科技（集团）股份有限公司","C0206050010001002501","0001291","","882a07bb-6a55-11ea-9dc4-fa163e0a8baf","近端直径：D1（mm）：26、远端直径：D2（mm）：26；覆膜段长度：L1（mm） ：60、裸段长度：L2（mm） ：15","HT2626-060-1500","血管介入治疗类材料","国械注准20153130517","直管型覆膜支架及输送系统(短主体)","是","是",null,"血管支架","f32","cq320000112"]
[477,115,"周围血管介入类","覆膜支架(胸主动脉专用)","直管型覆膜支架及输送系统(商品名:Hercules)(短主体)","上海微创心脉医疗科技（集团）股份有限公司","913101150512565326","上海微创心脉医疗科技（集团）股份有限公司","C0206050010001002501","0001292","","882a09c6-6a55-11ea-9dc4-fa163e0a8baf","近端直径：D1（mm）：14、远端直径：D2（mm）：22；覆膜段长度：L1（mm） ：80、裸段长度：L2（mm） ：0","HT1422-080-0000","血管介入治疗类材料","国械注准20153130517","直管型覆膜支架及输送系统(短主体)","是","是",null,"血管支架","f32","cq320000112"]
[478,115,"周围血管介入类","覆膜支架(胸主动脉专用)","直管型覆膜支架及输送系统(商品名:Hercules)(短主体)","上海微创心脉医疗科技（集团）股份有限公司","913101150512565326","上海微创心脉医疗科技（集团）股份有限公司","C0206050010001002501","0001294","","882a0dcb-6a55-11ea-9dc4-fa163e0a8baf","近端直径：D1（mm）：12、远端直径：D2（mm）：12；覆膜段长度：L1（mm） ：70、裸段长度：L2（mm） ：0","HT1212-070-0000","血管介入治疗类材料","国械注准20153130517","直管型覆膜支架及输送系统(短主体)","是","是",null,"血管支架","f32","cq320000112"]
[479,115,"周围血管介入类","覆膜支架(胸主动脉专用)","直管型覆膜支架及输送系统(商品名:Hercules)(短主体)","上海微创心脉医疗科技（集团）股份有限公司","913101150512565326","上海微创心脉医疗科技（集团）股份有限公司","C0206050010001002501","0001295","","882a100f-6a55-11ea-9dc4-fa163e0a8baf","近端直径：D1（mm）：44、远端直径：D2（mm）：40；覆膜段长度：L1（mm） ：60、裸段长度：L2（mm） ：20","HT4440-060-2000","血管介入治疗类材料","国械注准20153130517","直管型覆膜支架及输送系统(短主体)","是","是",null,"血管支架","f32","cq320000112"]
[480,115,"周围血管介入类","覆膜支架(胸主动脉专用)","直管型覆膜支架及输送系统(商品名:Hercules)(短主体)","上海微创心脉医疗科技（集团）股份有限公司","913101150512565326","上海微创心脉医疗科技（集团）股份有限公司","C0206050010001002501","0001296","","882a1217-6a55-11ea-9dc4-fa163e0a8baf","近端直径：D1（mm）：42、远端直径：D2（mm）：36；覆膜段长度：L1（mm） ：80、裸段长度：L2（mm） ：20","HT4236-080-2000","血管介入治疗类材料","国械注准20153130517","直管型覆膜支架及输送系统(短主体)","是","是",null,"血管支架","f32","cq320000112"]
[481,115,"周围血管介入类","覆膜支架(胸主动脉专用)","直管型覆膜支架及输送系统(商品名:Hercules)(短主体)","上海微创心脉医疗科技（集团）股份有限公司","913101150512565326","上海微创心脉医疗科技（集团）股份有限公司","C0206050010001002501","0001297","","882a1409-6a55-11ea-9dc4-fa163e0a8baf","近端直径：D1（mm）：34、远端直径：D2（mm）：26；覆膜段长度：L1（mm） ：60、裸段长度：L2（mm） ：20","HT3426-060-2000","血管介入治疗类材料","国械注准20153130517","直管型覆膜支架及输送系统(短主体)","是","是",null,"血管支架","f32","cq320000112"]
[482,115,"周围血管介入类","覆膜支架(胸主动脉专用)","直管型覆膜支架及输送系统(商品名:Hercules)(短主体)","上海微创心脉医疗科技（集团）股份有限公司","913101150512565326","上海微创心脉医疗科技（集团）股份有限公司","C0206050010001002501","0001298","","882a1606-6a55-11ea-9dc4-fa163e0a8baf","近端直径：D1（mm）：42、远端直径：D2（mm）：40；覆膜段长度：L1（mm） ：90、裸段长度：L2（mm） ：20","HT4240-090-2000","血管介入治疗类材料","国械注准20153130517","直管型覆膜支架及输送系统(短主体)","是","是",null,"血管支架","f32","cq320000112"]
[483,115,"周围血管介入类","覆膜支架(胸主动脉专用)","直管型覆膜支架及输送系统(商品名:Hercules)(短主体)","上海微创心脉医疗科技（集团）股份有限公司","913101150512565326","上海微创心脉医疗科技（集团）股份有限公司","C0206050010001002501","0001299","","882a180c-6a55-11ea-9dc4-fa163e0a8baf","近端直径：D1（mm）：44、远端直径：D2（mm）：40；覆膜段长度：L1（mm） ：80、裸段长度：L2（mm） ：15","HT4440-080-1500","血管介入治疗类材料","国械注准20153130517","直管型覆膜支架及输送系统(短主体)","是","是",null,"血管支架","f32","cq320000112"]
[484,115,"周围血管介入类","覆膜支架(胸主动脉专用)","直管型覆膜支架及输送系统(商品名:Hercules)(短主体)","上海微创心脉医疗科技（集团）股份有限公司","913101150512565326","上海微创心脉医疗科技（集团）股份有限公司","C0206050010001002501","0001300","","882a1a0a-6a55-11ea-9dc4-fa163e0a8baf","近端直径：D1（mm）：38、远端直径：D2（mm）：34；覆膜段长度：L1（mm） ：60、裸段长度：L2（mm） ：15","HT3834-060-1500","血管介入治疗类材料","国械注准20153130517","直管型覆膜支架及输送系统(短主体)","是","是",null,"血管支架","f32","cq320000112"]
[485,115,"周围血管介入类","覆膜支架(胸主动脉专用)","直管型覆膜支架及输送系统(商品名:Hercules)(短主体)","上海微创心脉医疗科技（集团）股份有限公司","913101150512565326","上海微创心脉医疗科技（集团）股份有限公司","C0206050010001002501","0001301","","882a1e96-6a55-11ea-9dc4-fa163e0a8baf","近端直径：D1（mm）：40、远端直径：D2（mm）：30；覆膜段长度：L1（mm） ：70、裸段长度：L2（mm） ：20","HT4030-070-2000","血管介入治疗类材料","国械注准20153130517","直管型覆膜支架及输送系统(短主体)","是","是",null,"血管支架","f32","cq320000112"]
[486,115,"周围血管介入类","覆膜支架(胸主动脉专用)","直管型覆膜支架及输送系统(商品名:Hercules)(短主体)","上海微创心脉医疗科技（集团）股份有限公司","913101150512565326","上海微创心脉医疗科技（集团）股份有限公司","C0206050010001002501","0001303","","882a24f0-6a55-11ea-9dc4-fa163e0a8baf","近端直径：D1（mm）：26、远端直径：D2（mm）：24；覆膜段长度：L1（mm） ：80、裸段长度：L2（mm） ：15","HT2624-080-1500","血管介入治疗类材料","国械注准20153130517","直管型覆膜支架及输送系统(短主体)","是","是",null,"血管支架","f32","cq320000112"]
[487,115,"周围血管介入类","覆膜支架(胸主动脉专用)","直管型覆膜支架及输送系统(商品名:Hercules)(短主体)","上海微创心脉医疗科技（集团）股份有限公司","913101150512565326","上海微创心脉医疗科技（集团）股份有限公司","C0206050010001002501","0001304","","882a26ff-6a55-11ea-9dc4-fa163e0a8baf","近端直径：D1（mm）：40、远端直径：D2（mm）：36；覆膜段长度：L1（mm） ：70、裸段长度：L2（mm） ：15","HT4036-070-1500","血管介入治疗类材料","国械注准20153130517","直管型覆膜支架及输送系统(短主体)","是","是",null,"血管支架","f32","cq320000112"]
[488,115,"周围血管介入类","覆膜支架(胸主动脉专用)","直管型覆膜支架及输送系统(商品名:Hercules)(短主体)","上海微创心脉医疗科技（集团）股份有限公司","913101150512565326","上海微创心脉医疗科技（集团）股份有限公司","C0206050010001002501","0001305","","882a28ff-6a55-11ea-9dc4-fa163e0a8baf","近端直径：D1（mm）：20、远端直径：D2（mm）：16；覆膜段长度：L1（mm） ：70、裸段长度：L2（mm） ：15","HT2016-070-1500","血管介入治疗类材料","国械注准20153130517","直管型覆膜支架及输送系统(短主体)","是","是",null,"血管支架","f32","cq320000112"]
[489,115,"周围血管介入类","覆膜支架(胸主动脉专用)","直管型覆膜支架及输送系统(商品名:Hercules)(短主体)","上海微创心脉医疗科技（集团）股份有限公司","913101150512565326","上海微创心脉医疗科技（集团）股份有限公司","C0206050010001002501","0001306","","882a2b0e-6a55-11ea-9dc4-fa163e0a8baf","近端直径：D1（mm）：40、远端直径：D2（mm）：38；覆膜段长度：L1（mm） ：80、裸段长度：L2（mm） ：15","HT4038-080-1500","血管介入治疗类材料","国械注准20153130517","直管型覆膜支架及输送系统(短主体)","是","是",null,"血管支架","f32","cq320000112"]
[490,115,"周围血管介入类","覆膜支架(胸主动脉专用)","直管型覆膜支架及输送系统(商品名:Hercules)(短主体)","上海微创心脉医疗科技（集团）股份有限公司","913101150512565326","上海微创心脉医疗科技（集团）股份有限公司","C0206050010001002501","0001307","","882a2d1b-6a55-11ea-9dc4-fa163e0a8baf","近端直径：D1（mm）：40、远端直径：D2（mm）：40；覆膜段长度：L1（mm） ：60、裸段长度：L2（mm） ：20","HT4040-060-2000","血管介入治疗类材料","国械注准20153130517","直管型覆膜支架及输送系统(短主体)","是","是",null,"血管支架","f32","cq320000112"]
[491,115,"周围血管介入类","覆膜支架(胸主动脉专用)","直管型覆膜支架及输送系统(商品名:Hercules)(短主体)","上海微创心脉医疗科技（集团）股份有限公司","913101150512565326","上海微创心脉医疗科技（集团）股份有限公司","C0206050010001002501","0001308","","882a2f14-6a55-11ea-9dc4-fa163e0a8baf","近端直径：D1（mm）：20、远端直径：D2（mm）：18；覆膜段长度：L1（mm） ：70、裸段长度：L2（mm） ：15","HT2018-070-1500","血管介入治疗类材料","国械注准20153130517","直管型覆膜支架及输送系统(短主体)","是","是",null,"血管支架","f32","cq320000112"]
[492,115,"周围血管介入类","覆膜支架(胸主动脉专用)","直管型覆膜支架及输送系统(商品名:Hercules)(短主体)","上海微创心脉医疗科技（集团）股份有限公司","913101150512565326","上海微创心脉医疗科技（集团）股份有限公司","C0206050010001002501","0001309","","882a310a-6a55-11ea-9dc4-fa163e0a8baf","近端直径：D1（mm）：30、远端直径：D2（mm）：24；覆膜段长度：L1（mm） ：70、裸段长度：L2（mm） ：20","HT3024-070-2000","血管介入治疗类材料","国械注准20153130517","直管型覆膜支架及输送系统(短主体)","是","是",null,"血管支架","f32","cq320000112"]
[493,115,"周围血管介入类","覆膜支架(胸主动脉专用)","直管型覆膜支架及输送系统(商品名:Hercules)(短主体)","上海微创心脉医疗科技（集团）股份有限公司","913101150512565326","上海微创心脉医疗科技（集团）股份有限公司","C0206050010001002501","0001310","","882a333c-6a55-11ea-9dc4-fa163e0a8baf","近端直径：D1（mm）：18、远端直径：D2（mm）：14；覆膜段长度：L1（mm） ：70、裸段长度：L2（mm） ：0","HT1814-070-0000","血管介入治疗类材料","国械注准20153130517","直管型覆膜支架及输送系统(短主体)","是","是",null,"血管支架","f32","cq320000112"]
[494,115,"周围血管介入类","覆膜支架(胸主动脉专用)","直管型覆膜支架及输送系统(商品名:Hercules)(短主体)","上海微创心脉医疗科技（集团）股份有限公司","913101150512565326","上海微创心脉医疗科技（集团）股份有限公司","C0206050010001002501","0001311","","882a354b-6a55-11ea-9dc4-fa163e0a8baf","近端直径：D1（mm）：14、远端直径：D2（mm）：16；覆膜段长度：L1（mm） ：70、裸段长度：L2（mm） ：0","HT1416-070-0000","血管介入治疗类材料","国械注准20153130517","直管型覆膜支架及输送系统(短主体)","是","是",null,"血管支架","f32","cq320000112"]
[495,115,"周围血管介入类","覆膜支架(胸主动脉专用)","直管型覆膜支架及输送系统(商品名:Hercules)(短主体)","上海微创心脉医疗科技（集团）股份有限公司","913101150512565326","上海微创心脉医疗科技（集团）股份有限公司","C0206050010001002501","0001312","","882a37ab-6a55-11ea-9dc4-fa163e0a8baf","近端直径：D1（mm）：18、远端直径：D2（mm）：24；覆膜段长度：L1（mm） ：70、裸段长度：L2（mm） ：0","HT1824-070-0000","血管介入治疗类材料","国械注准20153130517","直管型覆膜支架及输送系统(短主体)","是","是",null,"血管支架","f32","cq320000112"]
[496,115,"周围血管介入类","覆膜支架(胸主动脉专用)","直管型覆膜支架及输送系统(商品名:Hercules)(短主体)","上海微创心脉医疗科技（集团）股份有限公司","913101150512565326","上海微创心脉医疗科技（集团）股份有限公司","C0206050010001002501","0001313","","882a39ac-6a55-11ea-9dc4-fa163e0a8baf","近端直径：D1（mm）：12、远端直径：D2（mm）：20；覆膜段长度：L1（mm） ：70、裸段长度：L2（mm） ：0","HT1220-070-0000","血管介入治疗类材料","国械注准20153130517","直管型覆膜支架及输送系统(短主体)","是","是",null,"血管支架","f32","cq320000112"]
[497,115,"周围血管介入类","覆膜支架(胸主动脉专用)","直管型覆膜支架及输送系统(商品名:Hercules)(短主体)","上海微创心脉医疗科技（集团）股份有限公司","913101150512565326","上海微创心脉医疗科技（集团）股份有限公司","C0206050010001002501","0001314","","882a3ba5-6a55-11ea-9dc4-fa163e0a8baf","近端直径：D1（mm）：42、远端直径：D2（mm）：32；覆膜段长度：L1（mm） ：90、裸段长度：L2（mm） ：15","HT4232-090-1500","血管介入治疗类材料","国械注准20153130517","直管型覆膜支架及输送系统(短主体)","是","是",null,"血管支架","f32","cq320000112"]
[498,115,"周围血管介入类","覆膜支架(胸主动脉专用)","直管型覆膜支架及输送系统(商品名:Hercules)(短主体)","上海微创心脉医疗科技（集团）股份有限公司","913101150512565326","上海微创心脉医疗科技（集团）股份有限公司","C0206050010001002501","0001315","","882a3db4-6a55-11ea-9dc4-fa163e0a8baf","近端直径：D1（mm）：44、远端直径：D2（mm）：44；覆膜段长度：L1（mm） ：90、裸段长度：L2（mm） ：15","HT4444-090-1500","血管介入治疗类材料","国械注准20153130517","直管型覆膜支架及输送系统(短主体)","是","是",null,"血管支架","f32","cq320000112"]
[499,115,"周围血管介入类","覆膜支架(胸主动脉专用)","直管型覆膜支架及输送系统(商品名:Hercules)(短主体)","上海微创心脉医疗科技（集团）股份有限公司","913101150512565326","上海微创心脉医疗科技（集团）股份有限公司","C0206050010001002501","0001316","","882a3fb8-6a55-11ea-9dc4-fa163e0a8baf","近端直径：D1（mm）：30、远端直径：D2（mm）：20；覆膜段长度：L1（mm） ：90、裸段长度：L2（mm） ：20","HT3020-090-2000","血管介入治疗类材料","国械注准20153130517","直管型覆膜支架及输送系统(短主体)","是","是",null,"血管支架","f32","cq320000112"]
[500,115,"周围血管介入类","覆膜支架(胸主动脉专用)","直管型覆膜支架及输送系统(商品名:Hercules)(短主体)","上海微创心脉医疗科技（集团）股份有限公司","913101150512565326","上海微创心脉医疗科技（集团）股份有限公司","C0206050010001002501","0001317","","882a41a3-6a55-11ea-9dc4-fa163e0a8baf","近端直径：D1（mm）：42、远端直径：D2（mm）：34；覆膜段长度：L1（mm） ：90、裸段长度：L2（mm） ：20","HT4234-090-2000","血管介入治疗类材料","国械注准20153130517","直管型覆膜支架及输送系统(短主体)","是","是",null,"血管支架","f32","cq320000112"]
[501,115,"周围血管介入类","覆膜支架(胸主动脉专用)","直管型覆膜支架及输送系统(商品名:Hercules)(短主体)","上海微创心脉医疗科技（集团）股份有限公司","913101150512565326","上海微创心脉医疗科技（集团）股份有限公司","C0206050010001002501","0001318","","882a4398-6a55-11ea-9dc4-fa163e0a8baf","近端直径：D1（mm）：44、远端直径：D2（mm）：32；覆膜段长度：L1（mm） ：60、裸段长度：L2（mm） ：15","HT4432-060-1500","血管介入治疗类材料","国械注准20153130517","直管型覆膜支架及输送系统(短主体)","是","是",null,"血管支架","f32","cq320000112"]
[502,115,"周围血管介入类","覆膜支架(胸主动脉专用)","直管型覆膜支架及输送系统(商品名:Hercules)(短主体)","上海微创心脉医疗科技（集团）股份有限公司","913101150512565326","上海微创心脉医疗科技（集团）股份有限公司","C0206050010001002501","0001319","","882a45ae-6a55-11ea-9dc4-fa163e0a8baf","近端直径：D1（mm）：40、远端直径：D2（mm）：36；覆膜段长度：L1（mm） ：60、裸段长度：L2（mm） ：15","HT4036-060-1500","血管介入治疗类材料","国械注准20153130517","直管型覆膜支架及输送系统(短主体)","是","是",null,"血管支架","f32","cq320000112"]
[503,115,"周围血管介入类","覆膜支架(胸主动脉专用)","直管型覆膜支架及输送系统(商品名:Hercules)(短主体)","上海微创心脉医疗科技（集团）股份有限公司","913101150512565326","上海微创心脉医疗科技（集团）股份有限公司","C0206050010001002501","0001320","","882a47c4-6a55-11ea-9dc4-fa163e0a8baf","近端直径：D1（mm）：32、远端直径：D2（mm）：32；覆膜段长度：L1（mm） ：90、裸段长度：L2（mm） ：20","HT3232-090-2000","血管介入治疗类材料","国械注准20153130517","直管型覆膜支架及输送系统(短主体)","是","是",null,"血管支架","f32","cq320000112"]
[504,114,"周围血管介入类","覆膜支架(胸主动脉专用)","直管型覆膜支架及输送系统(商品名:Hercules)(中主体)","上海微创心脉医疗科技（集团）股份有限公司","913101150512565326","上海微创心脉医疗科技（集团）股份有限公司","C0206050010001002501","0001321","","deb120bf-6a57-11ea-9dc4-fa163e0a8baf","近端直径：D1（mm）：12、远端直径：D2（mm）：14；覆膜段长度：L1（mm） ：100、裸段长度：L2（mm） ：0","HT1214-100-0000","血管介入治疗类材料","国械注准20153130517","直管型覆膜支架及输送系统( 中主体)","是","是",null,"血管支架","f32","cq320000112"]
[505,114,"周围血管介入类","覆膜支架(胸主动脉专用)","直管型覆膜支架及输送系统(商品名:Hercules)(中主体)","上海微创心脉医疗科技（集团）股份有限公司","913101150512565326","上海微创心脉医疗科技（集团）股份有限公司","C0206050010001002501","0001323","","deb1313b-6a57-11ea-9dc4-fa163e0a8baf","近端直径：D1（mm）：22、远端直径：D2（mm）：20；覆膜段长度：L1（mm） ：100、裸段长度：L2（mm） ：15","HT2220-100-1500","血管介入治疗类材料","国械注准20153130517","直管型覆膜支架及输送系统( 中主体)","是","是",null,"血管支架","f32","cq320000112"]
[506,114,"周围血管介入类","覆膜支架(胸主动脉专用)","直管型覆膜支架及输送系统(商品名:Hercules)(中主体)","上海微创心脉医疗科技（集团）股份有限公司","913101150512565326","上海微创心脉医疗科技（集团）股份有限公司","C0206050010001002501","0001324","","deb13350-6a57-11ea-9dc4-fa163e0a8baf","近端直径：D1（mm）：26、远端直径：D2（mm）：22；覆膜段长度：L1（mm） ：100、裸段长度：L2（mm） ：15","HT2622-100-1500","血管介入治疗类材料","国械注准20153130517","直管型覆膜支架及输送系统( 中主体)","是","是",null,"血管支架","f32","cq320000112"]
[507,114,"周围血管介入类","覆膜支架(胸主动脉专用)","直管型覆膜支架及输送系统(商品名:Hercules)(中主体)","上海微创心脉医疗科技（集团）股份有限公司","913101150512565326","上海微创心脉医疗科技（集团）股份有限公司","C0206050010001002501","0001325","","deb1351e-6a57-11ea-9dc4-fa163e0a8baf","近端直径：D1（mm）：18、远端直径：D2（mm）：24；覆膜段长度：L1（mm） ：100、裸段长度：L2（mm） ：0","HT1824-100-0000","血管介入治疗类材料","国械注准20153130517","直管型覆膜支架及输送系统( 中主体)","是","是",null,"血管支架","f32","cq320000112"]
[508,114,"周围血管介入类","覆膜支架(胸主动脉专用)","直管型覆膜支架及输送系统(商品名:Hercules)(中主体)","上海微创心脉医疗科技（集团）股份有限公司","913101150512565326","上海微创心脉医疗科技（集团）股份有限公司","C0206050010001002501","0001326","","deb136e5-6a57-11ea-9dc4-fa163e0a8baf","近端直径：D1（mm）：28、远端直径：D2（mm）：26；覆膜段长度：L1（mm） ：100、裸段长度：L2（mm） ：15","HT2826-100-1500","血管介入治疗类材料","国械注准20153130517","直管型覆膜支架及输送系统( 中主体)","是","是",null,"血管支架","f32","cq320000112"]
[509,114,"周围血管介入类","覆膜支架(胸主动脉专用)","直管型覆膜支架及输送系统(商品名:Hercules)(中主体)","上海微创心脉医疗科技（集团）股份有限公司","913101150512565326","上海微创心脉医疗科技（集团）股份有限公司","C0206050010001002501","0001327","","deb1388e-6a57-11ea-9dc4-fa163e0a8baf","近端直径：D1（mm）：42、远端直径：D2（mm）：40；覆膜段长度：L1（mm） ：100、裸段长度：L2（mm） ：15","HT4240-100-1500","血管介入治疗类材料","国械注准20153130517","直管型覆膜支架及输送系统( 中主体)","是","是",null,"血管支架","f32","cq320000112"]
[510,114,"周围血管介入类","覆膜支架(胸主动脉专用)","直管型覆膜支架及输送系统(商品名:Hercules)(中主体)","上海微创心脉医疗科技（集团）股份有限公司","913101150512565326","上海微创心脉医疗科技（集团）股份有限公司","C0206050010001002501","0001328","","deb13a2e-6a57-11ea-9dc4-fa163e0a8baf","近端直径：D1（mm）：44、远端直径：D2（mm）：34；覆膜段长度：L1（mm） ：100、裸段长度：L2（mm） ：15","HT4434-100-1500","血管介入治疗类材料","国械注准20153130517","直管型覆膜支架及输送系统( 中主体)","是","是",null,"血管支架","f32","cq320000112"]
[511,114,"周围血管介入类","覆膜支架(胸主动脉专用)","直管型覆膜支架及输送系统(商品名:Hercules)(中主体)","上海微创心脉医疗科技（集团）股份有限公司","913101150512565326","上海微创心脉医疗科技（集团）股份有限公司","C0206050010001002501","0001329","","deb13bab-6a57-11ea-9dc4-fa163e0a8baf","近端直径：D1（mm）：14、远端直径：D2（mm）：12；覆膜段长度：L1（mm） ：100、裸段长度：L2（mm） ：0","HT1412-100-0000","血管介入治疗类材料","国械注准20153130517","直管型覆膜支架及输送系统( 中主体)","是","是",null,"血管支架","f32","cq320000112"]
[512,114,"周围血管介入类","覆膜支架(胸主动脉专用)","直管型覆膜支架及输送系统(商品名:Hercules)(中主体)","上海微创心脉医疗科技（集团）股份有限公司","913101150512565326","上海微创心脉医疗科技（集团）股份有限公司","C0206050010001002501","0001330","","deb13d1e-6a57-11ea-9dc4-fa163e0a8baf","近端直径：D1（mm）：36、远端直径：D2（mm）：30；覆膜段长度：L1（mm） ：100、裸段长度：L2（mm） ：20","HT3630-100-2000","血管介入治疗类材料","国械注准20153130517","直管型覆膜支架及输送系统( 中主体)","是","是",null,"血管支架","f32","cq320000112"]
[513,114,"周围血管介入类","覆膜支架(胸主动脉专用)","直管型覆膜支架及输送系统(商品名:Hercules)(中主体)","上海微创心脉医疗科技（集团）股份有限公司","913101150512565326","上海微创心脉医疗科技（集团）股份有限公司","C0206050010001002501","0001331","","deb13eb1-6a57-11ea-9dc4-fa163e0a8baf","近端直径：D1（mm）：42、远端直径：D2（mm）：34；覆膜段长度：L1（mm） ：100、裸段长度：L2（mm） ：15","HT4234-100-1500","血管介入治疗类材料","国械注准20153130517","直管型覆膜支架及输送系统( 中主体)","是","是",null,"血管支架","f32","cq320000112"]
[514,114,"周围血管介入类","覆膜支架(胸主动脉专用)","直管型覆膜支架及输送系统(商品名:Hercules)(中主体)","上海微创心脉医疗科技（集团）股份有限公司","913101150512565326","上海微创心脉医疗科技（集团）股份有限公司","C0206050010001002501","0001332","","deb1403a-6a57-11ea-9dc4-fa163e0a8baf","近端直径：D1（mm）：44、远端直径：D2（mm）：36；覆膜段长度：L1（mm） ：100、裸段长度：L2（mm） ：20","HT4436-100-2000","血管介入治疗类材料","国械注准20153130517","直管型覆膜支架及输送系统( 中主体)","是","是",null,"血管支架","f32","cq320000112"]
[515,114,"周围血管介入类","覆膜支架(胸主动脉专用)","直管型覆膜支架及输送系统(商品名:Hercules)(中主体)","上海微创心脉医疗科技（集团）股份有限公司","913101150512565326","上海微创心脉医疗科技（集团）股份有限公司","C0206050010001002501","0001333","","deb141b2-6a57-11ea-9dc4-fa163e0a8baf","近端直径：D1（mm）：42、远端直径：D2（mm）：34；覆膜段长度：L1（mm） ：100、裸段长度：L2（mm） ：20","HT4234-100-2000","血管介入治疗类材料","国械注准20153130517","直管型覆膜支架及输送系统( 中主体)","是","是",null,"血管支架","f32","cq320000112"]
[516,114,"周围血管介入类","覆膜支架(胸主动脉专用)","直管型覆膜支架及输送系统(商品名:Hercules)(中主体)","上海微创心脉医疗科技（集团）股份有限公司","913101150512565326","上海微创心脉医疗科技（集团）股份有限公司","C0206050010001002501","0001334","","deb1432f-6a57-11ea-9dc4-fa163e0a8baf","近端直径：D1（mm）：40、远端直径：D2（mm）：38；覆膜段长度：L1（mm） ：100、裸段长度：L2（mm） ：20","HT4038-100-2000","血管介入治疗类材料","国械注准20153130517","直管型覆膜支架及输送系统( 中主体)","是","是",null,"血管支架","f32","cq320000112"]
[517,114,"周围血管介入类","覆膜支架(胸主动脉专用)","直管型覆膜支架及输送系统(商品名:Hercules)(中主体)","上海微创心脉医疗科技（集团）股份有限公司","913101150512565326","上海微创心脉医疗科技（集团）股份有限公司","C0206050010001002501","0001335","","deb144cd-6a57-11ea-9dc4-fa163e0a8baf","近端直径：D1（mm）：38、远端直径：D2（mm）：28；覆膜段长度：L1（mm） ：100、裸段长度：L2（mm） ：15","HT3828-100-1500","血管介入治疗类材料","国械注准20153130517","直管型覆膜支架及输送系统( 中主体)","是","是",null,"血管支架","f32","cq320000112"]
[518,114,"周围血管介入类","覆膜支架(胸主动脉专用)","直管型覆膜支架及输送系统(商品名:Hercules)(中主体)","上海微创心脉医疗科技（集团）股份有限公司","913101150512565326","上海微创心脉医疗科技（集团）股份有限公司","C0206050010001002501","0001336","","deb1465f-6a57-11ea-9dc4-fa163e0a8baf","近端直径：D1（mm）：42、远端直径：D2（mm）：36；覆膜段长度：L1（mm） ：100、裸段长度：L2（mm） ：15","HT4236-100-1500","血管介入治疗类材料","国械注准20153130517","直管型覆膜支架及输送系统( 中主体)","是","是",null,"血管支架","f32","cq320000112"]
[519,114,"周围血管介入类","覆膜支架(胸主动脉专用)","直管型覆膜支架及输送系统(商品名:Hercules)(中主体)","上海微创心脉医疗科技（集团）股份有限公司","913101150512565326","上海微创心脉医疗科技（集团）股份有限公司","C0206050010001002501","0001338","","deb14ba7-6a57-11ea-9dc4-fa163e0a8baf","近端直径：D1（mm）：34、远端直径：D2（mm）：32；覆膜段长度：L1（mm） ：100、裸段长度：L2（mm） ：20","HT3432-100-2000","血管介入治疗类材料","国械注准20153130517","直管型覆膜支架及输送系统( 中主体)","是","是",null,"血管支架","f32","cq320000112"]
[520,114,"周围血管介入类","覆膜支架(胸主动脉专用)","直管型覆膜支架及输送系统(商品名:Hercules)(中主体)","上海微创心脉医疗科技（集团）股份有限公司","913101150512565326","上海微创心脉医疗科技（集团）股份有限公司","C0206050010001002501","0001339","","deb14d3a-6a57-11ea-9dc4-fa163e0a8baf","近端直径：D1（mm）：32、远端直径：D2（mm）：28；覆膜段长度：L1（mm） ：100、裸段长度：L2（mm） ：20","HT3228-100-2000","血管介入治疗类材料","国械注准20153130517","直管型覆膜支架及输送系统( 中主体)","是","是",null,"血管支架","f32","cq320000112"]
[521,114,"周围血管介入类","覆膜支架(胸主动脉专用)","直管型覆膜支架及输送系统(商品名:Hercules)(中主体)","上海微创心脉医疗科技（集团）股份有限公司","913101150512565326","上海微创心脉医疗科技（集团）股份有限公司","C0206050010001002501","0001340","","deb1505b-6a57-11ea-9dc4-fa163e0a8baf","近端直径：D1（mm）：18、远端直径：D2（mm）：26；覆膜段长度：L1（mm） ：100、裸段长度：L2（mm） ：0","HT1826-100-0000","血管介入治疗类材料","国械注准20153130517","直管型覆膜支架及输送系统( 中主体)","是","是",null,"血管支架","f32","cq320000112"]
[522,114,"周围血管介入类","覆膜支架(胸主动脉专用)","直管型覆膜支架及输送系统(商品名:Hercules)(中主体)","上海微创心脉医疗科技（集团）股份有限公司","913101150512565326","上海微创心脉医疗科技（集团）股份有限公司","C0206050010001002501","0001341","","deb151d3-6a57-11ea-9dc4-fa163e0a8baf","近端直径：D1（mm）：40、远端直径：D2（mm）：30；覆膜段长度：L1（mm） ：100、裸段长度：L2（mm） ：15","HT4030-100-1500","血管介入治疗类材料","国械注准20153130517","直管型覆膜支架及输送系统( 中主体)","是","是",null,"血管支架","f32","cq320000112"]
[523,114,"周围血管介入类","覆膜支架(胸主动脉专用)","直管型覆膜支架及输送系统(商品名:Hercules)(中主体)","上海微创心脉医疗科技（集团）股份有限公司","913101150512565326","上海微创心脉医疗科技（集团）股份有限公司","C0206050010001002501","0001342","","deb1533f-6a57-11ea-9dc4-fa163e0a8baf","近端直径：D1（mm）：14、远端直径：D2（mm）：26；覆膜段长度：L1（mm） ：100、裸段长度：L2（mm） ：0","HT1426-100-0000","血管介入治疗类材料","国械注准20153130517","直管型覆膜支架及输送系统( 中主体)","是","是",null,"血管支架","f32","cq320000112"]
[524,114,"周围血管介入类","覆膜支架(胸主动脉专用)","直管型覆膜支架及输送系统(商品名:Hercules)(中主体)","上海微创心脉医疗科技（集团）股份有限公司","913101150512565326","上海微创心脉医疗科技（集团）股份有限公司","C0206050010001002501","0001344","","deb156b6-6a57-11ea-9dc4-fa163e0a8baf","近端直径：D1（mm）：44、远端直径：D2（mm）：32；覆膜段长度：L1（mm） ：100、裸段长度：L2（mm） ：15","HT4432-100-1500","血管介入治疗类材料","国械注准20153130517","直管型覆膜支架及输送系统( 中主体)","是","是",null,"血管支架","f32","cq320000112"]
[525,114,"周围血管介入类","覆膜支架(胸主动脉专用)","直管型覆膜支架及输送系统(商品名:Hercules)(中主体)","上海微创心脉医疗科技（集团）股份有限公司","913101150512565326","上海微创心脉医疗科技（集团）股份有限公司","C0206050010001002501","0001345","","deb15827-6a57-11ea-9dc4-fa163e0a8baf","近端直径：D1（mm）：38、远端直径：D2（mm）：34；覆膜段长度：L1（mm） ：100、裸段长度：L2（mm） ：20","HT3834-100-2000","血管介入治疗类材料","国械注准20153130517","直管型覆膜支架及输送系统( 中主体)","是","是",null,"血管支架","f32","cq320000112"]
[526,114,"周围血管介入类","覆膜支架(胸主动脉专用)","直管型覆膜支架及输送系统(商品名:Hercules)(中主体)","上海微创心脉医疗科技（集团）股份有限公司","913101150512565326","上海微创心脉医疗科技（集团）股份有限公司","C0206050010001002501","0001346","","deb15995-6a57-11ea-9dc4-fa163e0a8baf","近端直径：D1（mm）：34、远端直径：D2（mm）：30；覆膜段长度：L1（mm） ：100、裸段长度：L2（mm） ：20","HT3430-100-2000","血管介入治疗类材料","国械注准20153130517","直管型覆膜支架及输送系统( 中主体)","是","是",null,"血管支架","f32","cq320000112"]
[527,114,"周围血管介入类","覆膜支架(胸主动脉专用)","直管型覆膜支架及输送系统(商品名:Hercules)(中主体)","上海微创心脉医疗科技（集团）股份有限公司","913101150512565326","上海微创心脉医疗科技（集团）股份有限公司","C0206050010001002501","0001347","","deb15afd-6a57-11ea-9dc4-fa163e0a8baf","近端直径：D1（mm）：42、远端直径：D2（mm）：30；覆膜段长度：L1（mm） ：100、裸段长度：L2（mm） ：15","HT4230-100-1500","血管介入治疗类材料","国械注准20153130517","直管型覆膜支架及输送系统( 中主体)","是","是",null,"血管支架","f32","cq320000112"]
[528,114,"周围血管介入类","覆膜支架(胸主动脉专用)","直管型覆膜支架及输送系统(商品名:Hercules)(中主体)","上海微创心脉医疗科技（集团）股份有限公司","913101150512565326","上海微创心脉医疗科技（集团）股份有限公司","C0206050010001002501","0001348","","deb15c67-6a57-11ea-9dc4-fa163e0a8baf","近端直径：D1（mm）：40、远端直径：D2（mm）：34；覆膜段长度：L1（mm） ：100、裸段长度：L2（mm） ：15","HT4034-100-1500","血管介入治疗类材料","国械注准20153130517","直管型覆膜支架及输送系统( 中主体)","是","是",null,"血管支架","f32","cq320000112"]
[529,114,"周围血管介入类","覆膜支架(胸主动脉专用)","直管型覆膜支架及输送系统(商品名:Hercules)(中主体)","上海微创心脉医疗科技（集团）股份有限公司","913101150512565326","上海微创心脉医疗科技（集团）股份有限公司","C0206050010001002501","0001349","","deb15dcb-6a57-11ea-9dc4-fa163e0a8baf","近端直径：D1（mm）：40、远端直径：D2（mm）：40；覆膜段长度：L1（mm） ：100、裸段长度：L2（mm） ：15","HT4040-100-1500","血管介入治疗类材料","国械注准20153130517","直管型覆膜支架及输送系统( 中主体)","是","是",null,"血管支架","f32","cq320000112"]
[530,114,"周围血管介入类","覆膜支架(胸主动脉专用)","直管型覆膜支架及输送系统(商品名:Hercules)(中主体)","上海微创心脉医疗科技（集团）股份有限公司","913101150512565326","上海微创心脉医疗科技（集团）股份有限公司","C0206050010001002501","0001350","","deb15f2e-6a57-11ea-9dc4-fa163e0a8baf","近端直径：D1（mm）：34、远端直径：D2（mm）：24；覆膜段长度：L1（mm） ：100、裸段长度：L2（mm） ：20","HT3424-100-2000","血管介入治疗类材料","国械注准20153130517","直管型覆膜支架及输送系统( 中主体)","是","是",null,"血管支架","f32","cq320000112"]
[531,114,"周围血管介入类","覆膜支架(胸主动脉专用)","直管型覆膜支架及输送系统(商品名:Hercules)(中主体)","上海微创心脉医疗科技（集团）股份有限公司","913101150512565326","上海微创心脉医疗科技（集团）股份有限公司","C0206050010001002501","0001351","","deb160a0-6a57-11ea-9dc4-fa163e0a8baf","近端直径：D1（mm）：44、远端直径：D2（mm）：38；覆膜段长度：L1（mm） ：100、裸段长度：L2（mm） ：15","HT4438-100-1500","血管介入治疗类材料","国械注准20153130517","直管型覆膜支架及输送系统( 中主体)","是","是",null,"血管支架","f32","cq320000112"]
[532,114,"周围血管介入类","覆膜支架(胸主动脉专用)","直管型覆膜支架及输送系统(商品名:Hercules)(中主体)","上海微创心脉医疗科技（集团）股份有限公司","913101150512565326","上海微创心脉医疗科技（集团）股份有限公司","C0206050010001002501","0001352","","deb16204-6a57-11ea-9dc4-fa163e0a8baf","近端直径：D1（mm）：14、远端直径：D2（mm）：16；覆膜段长度：L1（mm） ：100、裸段长度：L2（mm） ：0","HT1416-100-0000","血管介入治疗类材料","国械注准20153130517","直管型覆膜支架及输送系统( 中主体)","是","是",null,"血管支架","f32","cq320000112"]
[533,114,"周围血管介入类","覆膜支架(胸主动脉专用)","直管型覆膜支架及输送系统(商品名:Hercules)(中主体)","上海微创心脉医疗科技（集团）股份有限公司","913101150512565326","上海微创心脉医疗科技（集团）股份有限公司","C0206050010001002501","0001354","","deb164e3-6a57-11ea-9dc4-fa163e0a8baf","近端直径：D1（mm）：32、远端直径：D2（mm）：26；覆膜段长度：L1（mm） ：100、裸段长度：L2（mm） ：20","HT3226-100-2000","血管介入治疗类材料","国械注准20153130517","直管型覆膜支架及输送系统( 中主体)","是","是",null,"血管支架","f32","cq320000112"]
[534,114,"周围血管介入类","覆膜支架(胸主动脉专用)","直管型覆膜支架及输送系统(商品名:Hercules)(中主体)","上海微创心脉医疗科技（集团）股份有限公司","913101150512565326","上海微创心脉医疗科技（集团）股份有限公司","C0206050010001002501","0001355","","deb16649-6a57-11ea-9dc4-fa163e0a8baf","近端直径：D1（mm）：24、远端直径：D2（mm）：20；覆膜段长度：L1（mm） ：100、裸段长度：L2（mm） ：15","HT2420-100-1500","血管介入治疗类材料","国械注准20153130517","直管型覆膜支架及输送系统( 中主体)","是","是",null,"血管支架","f32","cq320000112"]
[535,114,"周围血管介入类","覆膜支架(胸主动脉专用)","直管型覆膜支架及输送系统(商品名:Hercules)(中主体)","上海微创心脉医疗科技（集团）股份有限公司","913101150512565326","上海微创心脉医疗科技（集团）股份有限公司","C0206050010001002501","0001358","","deb16a72-6a57-11ea-9dc4-fa163e0a8baf","近端直径：D1（mm）：38、远端直径：D2（mm）：34；覆膜段长度：L1（mm） ：100、裸段长度：L2（mm） ：15","HT3834-100-1500","血管介入治疗类材料","国械注准20153130517","直管型覆膜支架及输送系统( 中主体)","是","是",null,"血管支架","f32","cq320000112"]
[536,114,"周围血管介入类","覆膜支架(胸主动脉专用)","直管型覆膜支架及输送系统(商品名:Hercules)(中主体)","上海微创心脉医疗科技（集团）股份有限公司","913101150512565326","上海微创心脉医疗科技（集团）股份有限公司","C0206050010001002501","0001359","","deb16bea-6a57-11ea-9dc4-fa163e0a8baf","近端直径：D1（mm）：36、远端直径：D2（mm）：26；覆膜段长度：L1（mm） ：100、裸段长度：L2（mm） ：20","HT3626-100-2000","血管介入治疗类材料","国械注准20153130517","直管型覆膜支架及输送系统( 中主体)","是","是",null,"血管支架","f32","cq320000112"]
[537,114,"周围血管介入类","覆膜支架(胸主动脉专用)","直管型覆膜支架及输送系统(商品名:Hercules)(中主体)","上海微创心脉医疗科技（集团）股份有限公司","913101150512565326","上海微创心脉医疗科技（集团）股份有限公司","C0206050010001002501","0001360","","deb16d43-6a57-11ea-9dc4-fa163e0a8baf","近端直径：D1（mm）：12、远端直径：D2（mm）：16；覆膜段长度：L1（mm） ：100、裸段长度：L2（mm） ：0","HT1216-100-0000","血管介入治疗类材料","国械注准20153130517","直管型覆膜支架及输送系统( 中主体)","是","是",null,"血管支架","f32","cq320000112"]
[538,114,"周围血管介入类","覆膜支架(胸主动脉专用)","直管型覆膜支架及输送系统(商品名:Hercules)(中主体)","上海微创心脉医疗科技（集团）股份有限公司","913101150512565326","上海微创心脉医疗科技（集团）股份有限公司","C0206050010001002501","0001363","","deb1719a-6a57-11ea-9dc4-fa163e0a8baf","近端直径：D1（mm）：42、远端直径：D2（mm）：36；覆膜段长度：L1（mm） ：100、裸段长度：L2（mm） ：20","HT4236-100-2000","血管介入治疗类材料","国械注准20153130517","直管型覆膜支架及输送系统( 中主体)","是","是",null,"血管支架","f32","cq320000112"]
[539,114,"周围血管介入类","覆膜支架(胸主动脉专用)","直管型覆膜支架及输送系统(商品名:Hercules)(中主体)","上海微创心脉医疗科技（集团）股份有限公司","913101150512565326","上海微创心脉医疗科技（集团）股份有限公司","C0206050010001002501","0001364","","deb1735d-6a57-11ea-9dc4-fa163e0a8baf","近端直径：D1（mm）：38、远端直径：D2（mm）：38；覆膜段长度：L1（mm） ：100、裸段长度：L2（mm） ：15","HT3838-100-1500","血管介入治疗类材料","国械注准20153130517","直管型覆膜支架及输送系统( 中主体)","是","是",null,"血管支架","f32","cq320000112"]
[540,114,"周围血管介入类","覆膜支架(胸主动脉专用)","直管型覆膜支架及输送系统(商品名:Hercules)(中主体)","上海微创心脉医疗科技（集团）股份有限公司","913101150512565326","上海微创心脉医疗科技（集团）股份有限公司","C0206050010001002501","0001366","","deb1765f-6a57-11ea-9dc4-fa163e0a8baf","近端直径：D1（mm）：14、远端直径：D2（mm）：22；覆膜段长度：L1（mm） ：100、裸段长度：L2（mm） ：0","HT1422-100-0000","血管介入治疗类材料","国械注准20153130517","直管型覆膜支架及输送系统( 中主体)","是","是",null,"血管支架","f32","cq320000112"]
[541,114,"周围血管介入类","覆膜支架(胸主动脉专用)","直管型覆膜支架及输送系统(商品名:Hercules)(中主体)","上海微创心脉医疗科技（集团）股份有限公司","913101150512565326","上海微创心脉医疗科技（集团）股份有限公司","C0206050010001002501","0001367","","deb177d3-6a57-11ea-9dc4-fa163e0a8baf","近端直径：D1（mm）：30、远端直径：D2（mm）：26；覆膜段长度：L1（mm） ：100、裸段长度：L2（mm） ：20","HT3026-100-2000","血管介入治疗类材料","国械注准20153130517","直管型覆膜支架及输送系统( 中主体)","是","是",null,"血管支架","f32","cq320000112"]
[542,114,"周围血管介入类","覆膜支架(胸主动脉专用)","直管型覆膜支架及输送系统(商品名:Hercules)(中主体)","上海微创心脉医疗科技（集团）股份有限公司","913101150512565326","上海微创心脉医疗科技（集团）股份有限公司","C0206050010001002501","0001368","","deb17947-6a57-11ea-9dc4-fa163e0a8baf","近端直径：D1（mm）：14、远端直径：D2（mm）：20；覆膜段长度：L1（mm） ：100、裸段长度：L2（mm） ：0","HT1420-100-0000","血管介入治疗类材料","国械注准20153130517","直管型覆膜支架及输送系统( 中主体)","是","是",null,"血管支架","f32","cq320000112"]
[543,114,"周围血管介入类","覆膜支架(胸主动脉专用)","直管型覆膜支架及输送系统(商品名:Hercules)(中主体)","上海微创心脉医疗科技（集团）股份有限公司","913101150512565326","上海微创心脉医疗科技（集团）股份有限公司","C0206050010001002501","0001369","","deb17ad5-6a57-11ea-9dc4-fa163e0a8baf","近端直径：D1（mm）：18、远端直径：D2（mm）：18；覆膜段长度：L1（mm） ：100、裸段长度：L2（mm） ：0","HT1818-100-0000","血管介入治疗类材料","国械注准20153130517","直管型覆膜支架及输送系统( 中主体)","是","是",null,"血管支架","f32","cq320000112"]
[544,114,"周围血管介入类","覆膜支架(胸主动脉专用)","直管型覆膜支架及输送系统(商品名:Hercules)(中主体)","上海微创心脉医疗科技（集团）股份有限公司","913101150512565326","上海微创心脉医疗科技（集团）股份有限公司","C0206050010001002501","0001371","","deb17dfb-6a57-11ea-9dc4-fa163e0a8baf","近端直径：D1（mm）：18、远端直径：D2（mm）：14；覆膜段长度：L1（mm） ：100、裸段长度：L2（mm） ：0","HT1814-100-0000","血管介入治疗类材料","国械注准20153130517","直管型覆膜支架及输送系统( 中主体)","是","是",null,"血管支架","f32","cq320000112"]
[545,114,"周围血管介入类","覆膜支架(胸主动脉专用)","直管型覆膜支架及输送系统(商品名:Hercules)(中主体)","上海微创心脉医疗科技（集团）股份有限公司","913101150512565326","上海微创心脉医疗科技（集团）股份有限公司","C0206050010001002501","0001372","","deb17f5b-6a57-11ea-9dc4-fa163e0a8baf","近端直径：D1（mm）：44、远端直径：D2（mm）：36；覆膜段长度：L1（mm） ：100、裸段长度：L2（mm） ：15","HT4436-100-1500","血管介入治疗类材料","国械注准20153130517","直管型覆膜支架及输送系统( 中主体)","是","是",null,"血管支架","f32","cq320000112"]
[546,114,"周围血管介入类","覆膜支架(胸主动脉专用)","直管型覆膜支架及输送系统(商品名:Hercules)(中主体)","上海微创心脉医疗科技（集团）股份有限公司","913101150512565326","上海微创心脉医疗科技（集团）股份有限公司","C0206050010001002501","0001373","","deb180bf-6a57-11ea-9dc4-fa163e0a8baf","近端直径：D1（mm）：14、远端直径：D2（mm）：18；覆膜段长度：L1（mm） ：100、裸段长度：L2（mm） ：0","HT1418-100-0000","血管介入治疗类材料","国械注准20153130517","直管型覆膜支架及输送系统( 中主体)","是","是",null,"血管支架","f32","cq320000112"]
[547,114,"周围血管介入类","覆膜支架(胸主动脉专用)","直管型覆膜支架及输送系统(商品名:Hercules)(中主体)","上海微创心脉医疗科技（集团）股份有限公司","913101150512565326","上海微创心脉医疗科技（集团）股份有限公司","C0206050010001002501","0001374","","deb18240-6a57-11ea-9dc4-fa163e0a8baf","近端直径：D1（mm）：38、远端直径：D2（mm）：30；覆膜段长度：L1（mm） ：100、裸段长度：L2（mm） ：15","HT3830-100-1500","血管介入治疗类材料","国械注准20153130517","直管型覆膜支架及输送系统( 中主体)","是","是",null,"血管支架","f32","cq320000112"]
[548,114,"周围血管介入类","覆膜支架(胸主动脉专用)","直管型覆膜支架及输送系统(商品名:Hercules)(中主体)","上海微创心脉医疗科技（集团）股份有限公司","913101150512565326","上海微创心脉医疗科技（集团）股份有限公司","C0206050010001002501","0001375","","deb183c0-6a57-11ea-9dc4-fa163e0a8baf","近端直径：D1（mm）：12、远端直径：D2（mm）：18；覆膜段长度：L1（mm） ：100、裸段长度：L2（mm） ：0","HT1218-100-0000","血管介入治疗类材料","国械注准20153130517","直管型覆膜支架及输送系统( 中主体)","是","是",null,"血管支架","f32","cq320000112"]
[549,114,"周围血管介入类","覆膜支架(胸主动脉专用)","直管型覆膜支架及输送系统(商品名:Hercules)(中主体)","上海微创心脉医疗科技（集团）股份有限公司","913101150512565326","上海微创心脉医疗科技（集团）股份有限公司","C0206050010001002501","0001376","","deb18524-6a57-11ea-9dc4-fa163e0a8baf","近端直径：D1（mm）：42、远端直径：D2（mm）：38；覆膜段长度：L1（mm） ：100、裸段长度：L2（mm） ：15","HT4238-100-1500","血管介入治疗类材料","国械注准20153130517","直管型覆膜支架及输送系统( 中主体)","是","是",null,"血管支架","f32","cq320000112"]
[550,114,"周围血管介入类","覆膜支架(胸主动脉专用)","直管型覆膜支架及输送系统(商品名:Hercules)(中主体)","上海微创心脉医疗科技（集团）股份有限公司","913101150512565326","上海微创心脉医疗科技（集团）股份有限公司","C0206050010001002501","0001377","","deb18867-6a57-11ea-9dc4-fa163e0a8baf","近端直径：D1（mm）：30、远端直径：D2（mm）：20；覆膜段长度：L1（mm） ：100、裸段长度：L2（mm） ：20","HT3020-100-2000","血管介入治疗类材料","国械注准20153130517","直管型覆膜支架及输送系统( 中主体)","是","是",null,"血管支架","f32","cq320000112"]
[551,114,"周围血管介入类","覆膜支架(胸主动脉专用)","直管型覆膜支架及输送系统(商品名:Hercules)(中主体)","上海微创心脉医疗科技（集团）股份有限公司","913101150512565326","上海微创心脉医疗科技（集团）股份有限公司","C0206050010001002501","0001378","","deb189fa-6a57-11ea-9dc4-fa163e0a8baf","近端直径：D1（mm）：12、远端直径：D2（mm）：24；覆膜段长度：L1（mm） ：100、裸段长度：L2（mm） ：0","HT1224-100-0000","血管介入治疗类材料","国械注准20153130517","直管型覆膜支架及输送系统( 中主体)","是","是",null,"血管支架","f32","cq320000112"]
[552,114,"周围血管介入类","覆膜支架(胸主动脉专用)","直管型覆膜支架及输送系统(商品名:Hercules)(中主体)","上海微创心脉医疗科技（集团）股份有限公司","913101150512565326","上海微创心脉医疗科技（集团）股份有限公司","C0206050010001002501","0001379","","deb18b67-6a57-11ea-9dc4-fa163e0a8baf","近端直径：D1（mm）：22、远端直径：D2（mm）：18；覆膜段长度：L1（mm） ：100、裸段长度：L2（mm） ：15","HT2218-100-1500","血管介入治疗类材料","国械注准20153130517","直管型覆膜支架及输送系统( 中主体)","是","是",null,"血管支架","f32","cq320000112"]
[553,114,"周围血管介入类","覆膜支架(胸主动脉专用)","直管型覆膜支架及输送系统(商品名:Hercules)(中主体)","上海微创心脉医疗科技（集团）股份有限公司","913101150512565326","上海微创心脉医疗科技（集团）股份有限公司","C0206050010001002501","0001380","","deb18ccc-6a57-11ea-9dc4-fa163e0a8baf","近端直径：D1（mm）：18、远端直径：D2（mm）：30；覆膜段长度：L1（mm） ：100、裸段长度：L2（mm） ：0","HT1830-100-0000","血管介入治疗类材料","国械注准20153130517","直管型覆膜支架及输送系统( 中主体)","是","是",null,"血管支架","f32","cq320000112"]
[554,114,"周围血管介入类","覆膜支架(胸主动脉专用)","直管型覆膜支架及输送系统(商品名:Hercules)(中主体)","上海微创心脉医疗科技（集团）股份有限公司","913101150512565326","上海微创心脉医疗科技（集团）股份有限公司","C0206050010001002501","0001381","","deb18e32-6a57-11ea-9dc4-fa163e0a8baf","近端直径：D1（mm）：12、远端直径：D2（mm）：22；覆膜段长度：L1（mm） ：100、裸段长度：L2（mm） ：0","HT1222-100-0000","血管介入治疗类材料","国械注准20153130517","直管型覆膜支架及输送系统( 中主体)","是","是",null,"血管支架","f32","cq320000112"]
[555,114,"周围血管介入类","覆膜支架(胸主动脉专用)","直管型覆膜支架及输送系统(商品名:Hercules)(中主体)","上海微创心脉医疗科技（集团）股份有限公司","913101150512565326","上海微创心脉医疗科技（集团）股份有限公司","C0206050010001002501","0001382","","deb192a2-6a57-11ea-9dc4-fa163e0a8baf","近端直径：D1（mm）：14、远端直径：D2（mm）：24；覆膜段长度：L1（mm） ：100、裸段长度：L2（mm） ：0","HT1424-100-0000","血管介入治疗类材料","国械注准20153130517","直管型覆膜支架及输送系统( 中主体)","是","是",null,"血管支架","f32","cq320000112"]
[556,114,"周围血管介入类","覆膜支架(胸主动脉专用)","直管型覆膜支架及输送系统(商品名:Hercules)(中主体)","上海微创心脉医疗科技（集团）股份有限公司","913101150512565326","上海微创心脉医疗科技（集团）股份有限公司","C0206050010001002501","0001384","","deb195c8-6a57-11ea-9dc4-fa163e0a8baf","近端直径：D1（mm）：38、远端直径：D2（mm）：36；覆膜段长度：L1（mm） ：100、裸段长度：L2（mm） ：20","HT3836-100-2000","血管介入治疗类材料","国械注准20153130517","直管型覆膜支架及输送系统( 中主体)","是","是",null,"血管支架","f32","cq320000112"]
[557,114,"周围血管介入类","覆膜支架(胸主动脉专用)","直管型覆膜支架及输送系统(商品名:Hercules)(中主体)","上海微创心脉医疗科技（集团）股份有限公司","913101150512565326","上海微创心脉医疗科技（集团）股份有限公司","C0206050010001002501","0001385","","deb197ae-6a57-11ea-9dc4-fa163e0a8baf","近端直径：D1（mm）：42、远端直径：D2（mm）：30；覆膜段长度：L1（mm） ：100、裸段长度：L2（mm） ：20","HT4230-100-2000","血管介入治疗类材料","国械注准20153130517","直管型覆膜支架及输送系统( 中主体)","是","是",null,"血管支架","f32","cq320000112"]
[558,114,"周围血管介入类","覆膜支架(胸主动脉专用)","直管型覆膜支架及输送系统(商品名:Hercules)(中主体)","上海微创心脉医疗科技（集团）股份有限公司","913101150512565326","上海微创心脉医疗科技（集团）股份有限公司","C0206050010001002501","0001386","","deb1994e-6a57-11ea-9dc4-fa163e0a8baf","近端直径：D1（mm）：44、远端直径：D2（mm）：40；覆膜段长度：L1（mm） ：100、裸段长度：L2（mm） ：15","HT4440-100-1500","血管介入治疗类材料","国械注准20153130517","直管型覆膜支架及输送系统( 中主体)","是","是",null,"血管支架","f32","cq320000112"]
[559,114,"周围血管介入类","覆膜支架(胸主动脉专用)","直管型覆膜支架及输送系统(商品名:Hercules)(中主体)","上海微创心脉医疗科技（集团）股份有限公司","913101150512565326","上海微创心脉医疗科技（集团）股份有限公司","C0206050010001002501","0001387","","deb19ac6-6a57-11ea-9dc4-fa163e0a8baf","近端直径：D1（mm）：40、远端直径：D2（mm）：36；覆膜段长度：L1（mm） ：100、裸段长度：L2（mm） ：20","HT4036-100-2000","血管介入治疗类材料","国械注准20153130517","直管型覆膜支架及输送系统( 中主体)","是","是",null,"血管支架","f32","cq320000112"]
[560,114,"周围血管介入类","覆膜支架(胸主动脉专用)","直管型覆膜支架及输送系统(商品名:Hercules)(中主体)","上海微创心脉医疗科技（集团）股份有限公司","913101150512565326","上海微创心脉医疗科技（集团）股份有限公司","C0206050010001002501","0001388","","deb19f19-6a57-11ea-9dc4-fa163e0a8baf","近端直径：D1（mm）：42、远端直径：D2（mm）：42；覆膜段长度：L1（mm） ：100、裸段长度：L2（mm） ：15","HT4242-100-1500","血管介入治疗类材料","国械注准20153130517","直管型覆膜支架及输送系统( 中主体)","是","是",null,"血管支架","f32","cq320000112"]
[561,114,"周围血管介入类","覆膜支架(胸主动脉专用)","直管型覆膜支架及输送系统(商品名:Hercules)(中主体)","上海微创心脉医疗科技（集团）股份有限公司","913101150512565326","上海微创心脉医疗科技（集团）股份有限公司","C0206050010001002501","0001389","","deb1a0a0-6a57-11ea-9dc4-fa163e0a8baf","近端直径：D1（mm）：40、远端直径：D2（mm）：32；覆膜段长度：L1（mm） ：100、裸段长度：L2（mm） ：20","HT4032-100-2000","血管介入治疗类材料","国械注准20153130517","直管型覆膜支架及输送系统( 中主体)","是","是",null,"血管支架","f32","cq320000112"]
[562,114,"周围血管介入类","覆膜支架(胸主动脉专用)","直管型覆膜支架及输送系统(商品名:Hercules)(中主体)","上海微创心脉医疗科技（集团）股份有限公司","913101150512565326","上海微创心脉医疗科技（集团）股份有限公司","C0206050010001002501","0001390","","deb1a25d-6a57-11ea-9dc4-fa163e0a8baf","近端直径：D1（mm）：36、远端直径：D2（mm）：32；覆膜段长度：L1（mm） ：100、裸段长度：L2（mm） ：20","HT3632-100-2000","血管介入治疗类材料","国械注准20153130517","直管型覆膜支架及输送系统( 中主体)","是","是",null,"血管支架","f32","cq320000112"]
[563,114,"周围血管介入类","覆膜支架(胸主动脉专用)","直管型覆膜支架及输送系统(商品名:Hercules)(中主体)","上海微创心脉医疗科技（集团）股份有限公司","913101150512565326","上海微创心脉医疗科技（集团）股份有限公司","C0206050010001002501","0001391","","deb1a3de-6a57-11ea-9dc4-fa163e0a8baf","近端直径：D1（mm）：32、远端直径：D2（mm）：30；覆膜段长度：L1（mm） ：100、裸段长度：L2（mm） ：20","HT3230-100-2000","血管介入治疗类材料","国械注准20153130517","直管型覆膜支架及输送系统( 中主体)","是","是",null,"血管支架","f32","cq320000112"]
[564,114,"周围血管介入类","覆膜支架(胸主动脉专用)","直管型覆膜支架及输送系统(商品名:Hercules)(中主体)","上海微创心脉医疗科技（集团）股份有限公司","913101150512565326","上海微创心脉医疗科技（集团）股份有限公司","C0206050010001002501","0001392","","deb1a547-6a57-11ea-9dc4-fa163e0a8baf","近端直径：D1（mm）：32、远端直径：D2（mm）：24；覆膜段长度：L1（mm） ：100、裸段长度：L2（mm） ：20","HT3224-100-2000","血管介入治疗类材料","国械注准20153130517","直管型覆膜支架及输送系统( 中主体)","是","是",null,"血管支架","f32","cq320000112"]
[565,114,"周围血管介入类","覆膜支架(胸主动脉专用)","直管型覆膜支架及输送系统(商品名:Hercules)(中主体)","上海微创心脉医疗科技（集团）股份有限公司","913101150512565326","上海微创心脉医疗科技（集团）股份有限公司","C0206050010001002501","0001393","","deb1a6aa-6a57-11ea-9dc4-fa163e0a8baf","近端直径：D1（mm）：40、远端直径：D2（mm）：28；覆膜段长度：L1（mm） ：100、裸段长度：L2（mm） ：20","HT4028-100-2000","血管介入治疗类材料","国械注准20153130517","直管型覆膜支架及输送系统( 中主体)","是","是",null,"血管支架","f32","cq320000112"]
[566,114,"周围血管介入类","覆膜支架(胸主动脉专用)","直管型覆膜支架及输送系统(商品名:Hercules)(中主体)","上海微创心脉医疗科技（集团）股份有限公司","913101150512565326","上海微创心脉医疗科技（集团）股份有限公司","C0206050010001002501","0001395","","deb1a986-6a57-11ea-9dc4-fa163e0a8baf","近端直径：D1（mm）：38、远端直径：D2（mm）：30；覆膜段长度：L1（mm） ：100、裸段长度：L2（mm） ：20","HT3830-100-2000","血管介入治疗类材料","国械注准20153130517","直管型覆膜支架及输送系统( 中主体)","是","是",null,"血管支架","f32","cq320000112"]
[567,114,"周围血管介入类","覆膜支架(胸主动脉专用)","直管型覆膜支架及输送系统(商品名:Hercules)(中主体)","上海微创心脉医疗科技（集团）股份有限公司","913101150512565326","上海微创心脉医疗科技（集团）股份有限公司","C0206050010001002501","0001396","","deb1aae5-6a57-11ea-9dc4-fa163e0a8baf","近端直径：D1（mm）：16、远端直径：D2（mm）：26；覆膜段长度：L1（mm） ：100、裸段长度：L2（mm） ：0","HT1626-100-0000","血管介入治疗类材料","国械注准20153130517","直管型覆膜支架及输送系统( 中主体)","是","是",null,"血管支架","f32","cq320000112"]
[568,114,"周围血管介入类","覆膜支架(胸主动脉专用)","直管型覆膜支架及输送系统(商品名:Hercules)(中主体)","上海微创心脉医疗科技（集团）股份有限公司","913101150512565326","上海微创心脉医疗科技（集团）股份有限公司","C0206050010001002501","0001397","","deb1ac58-6a57-11ea-9dc4-fa163e0a8baf","近端直径：D1（mm）：44、远端直径：D2（mm）：42；覆膜段长度：L1（mm） ：100、裸段长度：L2（mm） ：20","HT4442-100-2000","血管介入治疗类材料","国械注准20153130517","直管型覆膜支架及输送系统( 中主体)","是","是",null,"血管支架","f32","cq320000112"]
[569,114,"周围血管介入类","覆膜支架(胸主动脉专用)","直管型覆膜支架及输送系统(商品名:Hercules)(中主体)","上海微创心脉医疗科技（集团）股份有限公司","913101150512565326","上海微创心脉医疗科技（集团）股份有限公司","C0206050010001002501","0001398","","deb1adbe-6a57-11ea-9dc4-fa163e0a8baf","近端直径：D1（mm）：40、远端直径：D2（mm）：36；覆膜段长度：L1（mm） ：100、裸段长度：L2（mm） ：15","HT4036-100-1500","血管介入治疗类材料","国械注准20153130517","直管型覆膜支架及输送系统( 中主体)","是","是",null,"血管支架","f32","cq320000112"]
[570,114,"周围血管介入类","覆膜支架(胸主动脉专用)","直管型覆膜支架及输送系统(商品名:Hercules)(中主体)","上海微创心脉医疗科技（集团）股份有限公司","913101150512565326","上海微创心脉医疗科技（集团）股份有限公司","C0206050010001002501","0001399","","deb1af1d-6a57-11ea-9dc4-fa163e0a8baf","近端直径：D1（mm）：30、远端直径：D2（mm）：24；覆膜段长度：L1（mm） ：100、裸段长度：L2（mm） ：20","HT3024-100-2000","血管介入治疗类材料","国械注准20153130517","直管型覆膜支架及输送系统( 中主体)","是","是",null,"血管支架","f32","cq320000112"]
[571,114,"周围血管介入类","覆膜支架(胸主动脉专用)","直管型覆膜支架及输送系统(商品名:Hercules)(中主体)","上海微创心脉医疗科技（集团）股份有限公司","913101150512565326","上海微创心脉医疗科技（集团）股份有限公司","C0206050010001002501","0001401","","deb1b1fe-6a57-11ea-9dc4-fa163e0a8baf","近端直径：D1（mm）：38、远端直径：D2（mm）：32；覆膜段长度：L1（mm） ：100、裸段长度：L2（mm） ：15","HT3832-100-1500","血管介入治疗类材料","国械注准20153130517","直管型覆膜支架及输送系统( 中主体)","是","是",null,"血管支架","f32","cq320000112"]
[572,114,"周围血管介入类","覆膜支架(胸主动脉专用)","直管型覆膜支架及输送系统(商品名:Hercules)(中主体)","上海微创心脉医疗科技（集团）股份有限公司","913101150512565326","上海微创心脉医疗科技（集团）股份有限公司","C0206050010001002501","0001402","","deb1b35b-6a57-11ea-9dc4-fa163e0a8baf","近端直径：D1（mm）：18、远端直径：D2（mm）：12；覆膜段长度：L1（mm） ：100、裸段长度：L2（mm） ：0","HT1812-100-0000","血管介入治疗类材料","国械注准20153130517","直管型覆膜支架及输送系统( 中主体)","是","是",null,"血管支架","f32","cq320000112"]
[573,114,"周围血管介入类","覆膜支架(胸主动脉专用)","直管型覆膜支架及输送系统(商品名:Hercules)(中主体)","上海微创心脉医疗科技（集团）股份有限公司","913101150512565326","上海微创心脉医疗科技（集团）股份有限公司","C0206050010001002501","0001403","","deb1b4c1-6a57-11ea-9dc4-fa163e0a8baf","近端直径：D1（mm）：32、远端直径：D2（mm）：22；覆膜段长度：L1（mm） ：100、裸段长度：L2（mm） ：20","HT3222-100-2000","血管介入治疗类材料","国械注准20153130517","直管型覆膜支架及输送系统( 中主体)","是","是",null,"血管支架","f32","cq320000112"]
[574,114,"周围血管介入类","覆膜支架(胸主动脉专用)","直管型覆膜支架及输送系统(商品名:Hercules)(中主体)","上海微创心脉医疗科技（集团）股份有限公司","913101150512565326","上海微创心脉医疗科技（集团）股份有限公司","C0206050010001002501","0001404","","deb1b626-6a57-11ea-9dc4-fa163e0a8baf","近端直径：D1（mm）：38、远端直径：D2（mm）：36；覆膜段长度：L1（mm） ：100、裸段长度：L2（mm） ：15","HT3836-100-1500","血管介入治疗类材料","国械注准20153130517","直管型覆膜支架及输送系统( 中主体)","是","是",null,"血管支架","f32","cq320000112"]
[575,114,"周围血管介入类","覆膜支架(胸主动脉专用)","直管型覆膜支架及输送系统(商品名:Hercules)(中主体)","上海微创心脉医疗科技（集团）股份有限公司","913101150512565326","上海微创心脉医疗科技（集团）股份有限公司","C0206050010001002501","0001405","","deb1b798-6a57-11ea-9dc4-fa163e0a8baf","近端直径：D1（mm）：16、远端直径：D2（mm）：28；覆膜段长度：L1（mm） ：100、裸段长度：L2（mm） ：0","HT1628-100-0000","血管介入治疗类材料","国械注准20153130517","直管型覆膜支架及输送系统( 中主体)","是","是",null,"血管支架","f32","cq320000112"]
[576,114,"周围血管介入类","覆膜支架(胸主动脉专用)","直管型覆膜支架及输送系统(商品名:Hercules)(中主体)","上海微创心脉医疗科技（集团）股份有限公司","913101150512565326","上海微创心脉医疗科技（集团）股份有限公司","C0206050010001002501","0001406","","deb1bbac-6a57-11ea-9dc4-fa163e0a8baf","近端直径：D1（mm）：18、远端直径：D2（mm）：28；覆膜段长度：L1（mm） ：100、裸段长度：L2（mm） ：0","HT1828-100-0000","血管介入治疗类材料","国械注准20153130517","直管型覆膜支架及输送系统( 中主体)","是","是",null,"血管支架","f32","cq320000112"]
[577,114,"周围血管介入类","覆膜支架(胸主动脉专用)","直管型覆膜支架及输送系统(商品名:Hercules)(中主体)","上海微创心脉医疗科技（集团）股份有限公司","913101150512565326","上海微创心脉医疗科技（集团）股份有限公司","C0206050010001002501","0001407","","deb1bd4e-6a57-11ea-9dc4-fa163e0a8baf","近端直径：D1（mm）：40、远端直径：D2（mm）：38；覆膜段长度：L1（mm） ：100、裸段长度：L2（mm） ：15","HT4038-100-1500","血管介入治疗类材料","国械注准20153130517","直管型覆膜支架及输送系统( 中主体)","是","是",null,"血管支架","f32","cq320000112"]
[578,114,"周围血管介入类","覆膜支架(胸主动脉专用)","直管型覆膜支架及输送系统(商品名:Hercules)(中主体)","上海微创心脉医疗科技（集团）股份有限公司","913101150512565326","上海微创心脉医疗科技（集团）股份有限公司","C0206050010001002501","0001409","","deb1c01a-6a57-11ea-9dc4-fa163e0a8baf","近端直径：D1（mm）：26、远端直径：D2（mm）：24；覆膜段长度：L1（mm） ：100、裸段长度：L2（mm） ：15","HT2624-100-1500","血管介入治疗类材料","国械注准20153130517","直管型覆膜支架及输送系统( 中主体)","是","是",null,"血管支架","f32","cq320000112"]
[579,114,"周围血管介入类","覆膜支架(胸主动脉专用)","直管型覆膜支架及输送系统(商品名:Hercules)(中主体)","上海微创心脉医疗科技（集团）股份有限公司","913101150512565326","上海微创心脉医疗科技（集团）股份有限公司","C0206050010001002501","0001410","","deb1c17a-6a57-11ea-9dc4-fa163e0a8baf","近端直径：D1（mm）：44、远端直径：D2（mm）：44；覆膜段长度：L1（mm） ：100、裸段长度：L2（mm） ：15","HT4444-100-1500","血管介入治疗类材料","国械注准20153130517","直管型覆膜支架及输送系统( 中主体)","是","是",null,"血管支架","f32","cq320000112"]
[580,114,"周围血管介入类","覆膜支架(胸主动脉专用)","直管型覆膜支架及输送系统(商品名:Hercules)(中主体)","上海微创心脉医疗科技（集团）股份有限公司","913101150512565326","上海微创心脉医疗科技（集团）股份有限公司","C0206050010001002501","0001411","","deb1c2e5-6a57-11ea-9dc4-fa163e0a8baf","近端直径：D1（mm）：24、远端直径：D2（mm）：24；覆膜段长度：L1（mm） ：100、裸段长度：L2（mm） ：15","HT2424-100-1500","血管介入治疗类材料","国械注准20153130517","直管型覆膜支架及输送系统( 中主体)","是","是",null,"血管支架","f32","cq320000112"]
[581,114,"周围血管介入类","覆膜支架(胸主动脉专用)","直管型覆膜支架及输送系统(商品名:Hercules)(中主体)","上海微创心脉医疗科技（集团）股份有限公司","913101150512565326","上海微创心脉医疗科技（集团）股份有限公司","C0206050010001002501","0001412","","deb1c463-6a57-11ea-9dc4-fa163e0a8baf","近端直径：D1（mm）：42、远端直径：D2（mm）：38；覆膜段长度：L1（mm） ：100、裸段长度：L2（mm） ：20","HT4238-100-2000","血管介入治疗类材料","国械注准20153130517","直管型覆膜支架及输送系统( 中主体)","是","是",null,"血管支架","f32","cq320000112"]
[582,114,"周围血管介入类","覆膜支架(胸主动脉专用)","直管型覆膜支架及输送系统(商品名:Hercules)(中主体)","上海微创心脉医疗科技（集团）股份有限公司","913101150512565326","上海微创心脉医疗科技（集团）股份有限公司","C0206050010001002501","0001413","","deb1c5c4-6a57-11ea-9dc4-fa163e0a8baf","近端直径：D1（mm）：12、远端直径：D2（mm）：20；覆膜段长度：L1（mm） ：100、裸段长度：L2（mm） ：0","HT1220-100-0000","血管介入治疗类材料","国械注准20153130517","直管型覆膜支架及输送系统( 中主体)","是","是",null,"血管支架","f32","cq320000112"]
[583,114,"周围血管介入类","覆膜支架(胸主动脉专用)","直管型覆膜支架及输送系统(商品名:Hercules)(中主体)","上海微创心脉医疗科技（集团）股份有限公司","913101150512565326","上海微创心脉医疗科技（集团）股份有限公司","C0206050010001002501","0001415","","deb1ca74-6a57-11ea-9dc4-fa163e0a8baf","近端直径：D1（mm）：38、远端直径：D2（mm）：32；覆膜段长度：L1（mm） ：100、裸段长度：L2（mm） ：20","HT3832-100-2000","血管介入治疗类材料","国械注准20153130517","直管型覆膜支架及输送系统( 中主体)","是","是",null,"血管支架","f32","cq320000112"]
[584,114,"周围血管介入类","覆膜支架(胸主动脉专用)","直管型覆膜支架及输送系统(商品名:Hercules)(中主体)","上海微创心脉医疗科技（集团）股份有限公司","913101150512565326","上海微创心脉医疗科技（集团）股份有限公司","C0206050010001002501","0001416","","deb1cc0d-6a57-11ea-9dc4-fa163e0a8baf","近端直径：D1（mm）：44、远端直径：D2（mm）：40；覆膜段长度：L1（mm） ：100、裸段长度：L2（mm） ：20","HT4440-100-2000","血管介入治疗类材料","国械注准20153130517","直管型覆膜支架及输送系统( 中主体)","是","是",null,"血管支架","f32","cq320000112"]
[585,114,"周围血管介入类","覆膜支架(胸主动脉专用)","直管型覆膜支架及输送系统(商品名:Hercules)(中主体)","上海微创心脉医疗科技（集团）股份有限公司","913101150512565326","上海微创心脉医疗科技（集团）股份有限公司","C0206050010001002501","0001420","","deb1d368-6a57-11ea-9dc4-fa163e0a8baf","近端直径：D1（mm）：44、远端直径：D2（mm）：34；覆膜段长度：L1（mm） ：100、裸段长度：L2（mm） ：20","HT4434-100-2000","血管介入治疗类材料","国械注准20153130517","直管型覆膜支架及输送系统( 中主体)","是","是",null,"血管支架","f32","cq320000112"]
[586,114,"周围血管介入类","覆膜支架(胸主动脉专用)","直管型覆膜支架及输送系统(商品名:Hercules)(中主体)","上海微创心脉医疗科技（集团）股份有限公司","913101150512565326","上海微创心脉医疗科技（集团）股份有限公司","C0206050010001002501","0001421","","deb1d4f5-6a57-11ea-9dc4-fa163e0a8baf","近端直径：D1（mm）：30、远端直径：D2（mm）：28；覆膜段长度：L1（mm） ：100、裸段长度：L2（mm） ：20","HT3028-100-2000","血管介入治疗类材料","国械注准20153130517","直管型覆膜支架及输送系统( 中主体)","是","是",null,"血管支架","f32","cq320000112"]
[587,114,"周围血管介入类","覆膜支架(胸主动脉专用)","直管型覆膜支架及输送系统(商品名:Hercules)(中主体)","上海微创心脉医疗科技（集团）股份有限公司","913101150512565326","上海微创心脉医疗科技（集团）股份有限公司","C0206050010001002501","0001422","","deb1d667-6a57-11ea-9dc4-fa163e0a8baf","近端直径：D1（mm）：14、远端直径：D2（mm）：14；覆膜段长度：L1（mm） ：100、裸段长度：L2（mm） ：0","HT1414-100-0000","血管介入治疗类材料","国械注准20153130517","直管型覆膜支架及输送系统( 中主体)","是","是",null,"血管支架","f32","cq320000112"]
[588,114,"周围血管介入类","覆膜支架(胸主动脉专用)","直管型覆膜支架及输送系统(商品名:Hercules)(中主体)","上海微创心脉医疗科技（集团）股份有限公司","913101150512565326","上海微创心脉医疗科技（集团）股份有限公司","C0206050010001002501","0001423","","deb1d804-6a57-11ea-9dc4-fa163e0a8baf","近端直径：D1（mm）：40、远端直径：D2（mm）：28；覆膜段长度：L1（mm） ：100、裸段长度：L2（mm） ：15","HT4028-100-1500","血管介入治疗类材料","国械注准20153130517","直管型覆膜支架及输送系统( 中主体)","是","是",null,"血管支架","f32","cq320000112"]
[589,114,"周围血管介入类","覆膜支架(胸主动脉专用)","直管型覆膜支架及输送系统(商品名:Hercules)(中主体)","上海微创心脉医疗科技（集团）股份有限公司","913101150512565326","上海微创心脉医疗科技（集团）股份有限公司","C0206050010001002501","0001424","","deb1d96f-6a57-11ea-9dc4-fa163e0a8baf","近端直径：D1（mm）：44、远端直径：D2（mm）：44；覆膜段长度：L1（mm） ：100、裸段长度：L2（mm） ：20","HT4444-100-2000","血管介入治疗类材料","国械注准20153130517","直管型覆膜支架及输送系统( 中主体)","是","是",null,"血管支架","f32","cq320000112"]
[590,114,"周围血管介入类","覆膜支架(胸主动脉专用)","直管型覆膜支架及输送系统(商品名:Hercules)(中主体)","上海微创心脉医疗科技（集团）股份有限公司","913101150512565326","上海微创心脉医疗科技（集团）股份有限公司","C0206050010001002501","0001425","","deb1dadb-6a57-11ea-9dc4-fa163e0a8baf","近端直径：D1（mm）：36、远端直径：D2（mm）：34；覆膜段长度：L1（mm） ：100、裸段长度：L2（mm） ：20","HT3634-100-2000","血管介入治疗类材料","国械注准20153130517","直管型覆膜支架及输送系统( 中主体)","是","是",null,"血管支架","f32","cq320000112"]
[591,114,"周围血管介入类","覆膜支架(胸主动脉专用)","直管型覆膜支架及输送系统(商品名:Hercules)(中主体)","上海微创心脉医疗科技（集团）股份有限公司","913101150512565326","上海微创心脉医疗科技（集团）股份有限公司","C0206050010001002501","0001426","","deb1dc45-6a57-11ea-9dc4-fa163e0a8baf","近端直径：D1（mm）：28、远端直径：D2（mm）：24；覆膜段长度：L1（mm） ：100、裸段长度：L2（mm） ：15","HT2824-100-1500","血管介入治疗类材料","国械注准20153130517","直管型覆膜支架及输送系统( 中主体)","是","是",null,"血管支架","f32","cq320000112"]
[592,114,"周围血管介入类","覆膜支架(胸主动脉专用)","直管型覆膜支架及输送系统(商品名:Hercules)(中主体)","上海微创心脉医疗科技（集团）股份有限公司","913101150512565326","上海微创心脉医疗科技（集团）股份有限公司","C0206050010001002501","0001427","","deb1dde1-6a57-11ea-9dc4-fa163e0a8baf","近端直径：D1（mm）：42、远端直径：D2（mm）：32；覆膜段长度：L1（mm） ：100、裸段长度：L2（mm） ：15","HT4232-100-1500","血管介入治疗类材料","国械注准20153130517","直管型覆膜支架及输送系统( 中主体)","是","是",null,"血管支架","f32","cq320000112"]
[593,114,"周围血管介入类","覆膜支架(胸主动脉专用)","直管型覆膜支架及输送系统(商品名:Hercules)(中主体)","上海微创心脉医疗科技（集团）股份有限公司","913101150512565326","上海微创心脉医疗科技（集团）股份有限公司","C0206050010001002501","0001428","","deb1df49-6a57-11ea-9dc4-fa163e0a8baf","近端直径：D1（mm）：18、远端直径：D2（mm）：20；覆膜段长度：L1（mm） ：100、裸段长度：L2（mm） ：0","HT1820-100-0000","血管介入治疗类材料","国械注准20153130517","直管型覆膜支架及输送系统( 中主体)","是","是",null,"血管支架","f32","cq320000112"]
[594,114,"周围血管介入类","覆膜支架(胸主动脉专用)","直管型覆膜支架及输送系统(商品名:Hercules)(中主体)","上海微创心脉医疗科技（集团）股份有限公司","913101150512565326","上海微创心脉医疗科技（集团）股份有限公司","C0206050010001002501","0001430","","deb1e225-6a57-11ea-9dc4-fa163e0a8baf","近端直径：D1（mm）：40、远端直径：D2（mm）：30；覆膜段长度：L1（mm） ：100、裸段长度：L2（mm） ：20","HT4030-100-2000","血管介入治疗类材料","国械注准20153130517","直管型覆膜支架及输送系统( 中主体)","是","是",null,"血管支架","f32","cq320000112"]
[595,114,"周围血管介入类","覆膜支架(胸主动脉专用)","直管型覆膜支架及输送系统(商品名:Hercules)(中主体)","上海微创心脉医疗科技（集团）股份有限公司","913101150512565326","上海微创心脉医疗科技（集团）股份有限公司","C0206050010001002501","0001431","","deb1e38d-6a57-11ea-9dc4-fa163e0a8baf","近端直径：D1（mm）：30、远端直径：D2（mm）：22；覆膜段长度：L1（mm） ：100、裸段长度：L2（mm） ：20","HT3022-100-2000","血管介入治疗类材料","国械注准20153130517","直管型覆膜支架及输送系统( 中主体)","是","是",null,"血管支架","f32","cq320000112"]
[596,114,"周围血管介入类","覆膜支架(胸主动脉专用)","直管型覆膜支架及输送系统(商品名:Hercules)(中主体)","上海微创心脉医疗科技（集团）股份有限公司","913101150512565326","上海微创心脉医疗科技（集团）股份有限公司","C0206050010001002501","0001432","","deb1e4fa-6a57-11ea-9dc4-fa163e0a8baf","近端直径：D1（mm）：24、远端直径：D2（mm）：22；覆膜段长度：L1（mm） ：100、裸段长度：L2（mm） ：15","HT2422-100-1500","血管介入治疗类材料","国械注准20153130517","直管型覆膜支架及输送系统( 中主体)","是","是",null,"血管支架","f32","cq320000112"]
[597,114,"周围血管介入类","覆膜支架(胸主动脉专用)","直管型覆膜支架及输送系统(商品名:Hercules)(中主体)","上海微创心脉医疗科技（集团）股份有限公司","913101150512565326","上海微创心脉医疗科技（集团）股份有限公司","C0206050010001002501","0001433","","deb1e665-6a57-11ea-9dc4-fa163e0a8baf","近端直径：D1（mm）：34、远端直径：D2（mm）：28；覆膜段长度：L1（mm） ：100、裸段长度：L2（mm） ：20","HT3428-100-2000","血管介入治疗类材料","国械注准20153130517","直管型覆膜支架及输送系统( 中主体)","是","是",null,"血管支架","f32","cq320000112"]
[598,114,"周围血管介入类","覆膜支架(胸主动脉专用)","直管型覆膜支架及输送系统(商品名:Hercules)(中主体)","上海微创心脉医疗科技（集团）股份有限公司","913101150512565326","上海微创心脉医疗科技（集团）股份有限公司","C0206050010001002501","0001434","","deb1e7ca-6a57-11ea-9dc4-fa163e0a8baf","近端直径：D1（mm）：44、远端直径：D2（mm）：38；覆膜段长度：L1（mm） ：100、裸段长度：L2（mm） ：20","HT4438-100-2000","血管介入治疗类材料","国械注准20153130517","直管型覆膜支架及输送系统( 中主体)","是","是",null,"血管支架","f32","cq320000112"]
[599,114,"周围血管介入类","覆膜支架(胸主动脉专用)","直管型覆膜支架及输送系统(商品名:Hercules)(中主体)","上海微创心脉医疗科技（集团）股份有限公司","913101150512565326","上海微创心脉医疗科技（集团）股份有限公司","C0206050010001002501","0001435","","deb1e930-6a57-11ea-9dc4-fa163e0a8baf","近端直径：D1（mm）：34、远端直径：D2（mm）：26；覆膜段长度：L1（mm） ：100、裸段长度：L2（mm） ：20","HT3426-100-2000","血管介入治疗类材料","国械注准20153130517","直管型覆膜支架及输送系统( 中主体)","是","是",null,"血管支架","f32","cq320000112"]
[600,114,"周围血管介入类","覆膜支架(胸主动脉专用)","直管型覆膜支架及输送系统(商品名:Hercules)(中主体)","上海微创心脉医疗科技（集团）股份有限公司","913101150512565326","上海微创心脉医疗科技（集团）股份有限公司","C0206050010001002501","0001436","","deb1ea8f-6a57-11ea-9dc4-fa163e0a8baf","近端直径：D1（mm）：38、远端直径：D2（mm）：28；覆膜段长度：L1（mm） ：100、裸段长度：L2（mm） ：20","HT3828-100-2000","血管介入治疗类材料","国械注准20153130517","直管型覆膜支架及输送系统( 中主体)","是","是",null,"血管支架","f32","cq320000112"]
[601,114,"周围血管介入类","覆膜支架(胸主动脉专用)","直管型覆膜支架及输送系统(商品名:Hercules)(中主体)","上海微创心脉医疗科技（集团）股份有限公司","913101150512565326","上海微创心脉医疗科技（集团）股份有限公司","C0206050010001002501","0001437","","deb1ec01-6a57-11ea-9dc4-fa163e0a8baf","近端直径：D1（mm）：44、远端直径：D2（mm）：42；覆膜段长度：L1（mm） ：100、裸段长度：L2（mm） ：15","HT4442-100-1500","血管介入治疗类材料","国械注准20153130517","直管型覆膜支架及输送系统( 中主体)","是","是",null,"血管支架","f32","cq320000112"]
[602,114,"周围血管介入类","覆膜支架(胸主动脉专用)","直管型覆膜支架及输送系统(商品名:Hercules)(中主体)","上海微创心脉医疗科技（集团）股份有限公司","913101150512565326","上海微创心脉医疗科技（集团）股份有限公司","C0206050010001002501","0001438","","deb1ed60-6a57-11ea-9dc4-fa163e0a8baf","近端直径：D1（mm）：42、远端直径：D2（mm）：32；覆膜段长度：L1（mm） ：100、裸段长度：L2（mm） ：20","HT4232-100-2000","血管介入治疗类材料","国械注准20153130517","直管型覆膜支架及输送系统( 中主体)","是","是",null,"血管支架","f32","cq320000112"]
[603,114,"周围血管介入类","覆膜支架(胸主动脉专用)","直管型覆膜支架及输送系统(商品名:Hercules)(中主体)","上海微创心脉医疗科技（集团）股份有限公司","913101150512565326","上海微创心脉医疗科技（集团）股份有限公司","C0206050010001002501","0001439","","deb1eec0-6a57-11ea-9dc4-fa163e0a8baf","近端直径：D1（mm）：40、远端直径：D2（mm）：34；覆膜段长度：L1（mm） ：100、裸段长度：L2（mm） ：20","HT4034-100-2000","血管介入治疗类材料","国械注准20153130517","直管型覆膜支架及输送系统( 中主体)","是","是",null,"血管支架","f32","cq320000112"]
[604,114,"周围血管介入类","覆膜支架(胸主动脉专用)","直管型覆膜支架及输送系统(商品名:Hercules)(中主体)","上海微创心脉医疗科技（集团）股份有限公司","913101150512565326","上海微创心脉医疗科技（集团）股份有限公司","C0206050010001002501","0001440","","deb1f05e-6a57-11ea-9dc4-fa163e0a8baf","近端直径：D1（mm）：20、远端直径：D2（mm）：18；覆膜段长度：L1（mm） ：100、裸段长度：L2（mm） ：15","HT2018-100-1500","血管介入治疗类材料","国械注准20153130517","直管型覆膜支架及输送系统( 中主体)","是","是",null,"血管支架","f32","cq320000112"]
[605,114,"周围血管介入类","覆膜支架(胸主动脉专用)","直管型覆膜支架及输送系统(商品名:Hercules)(中主体)","上海微创心脉医疗科技（集团）股份有限公司","913101150512565326","上海微创心脉医疗科技（集团）股份有限公司","C0206050010001002501","0001441","","deb1f1cb-6a57-11ea-9dc4-fa163e0a8baf","近端直径：D1（mm）：18、远端直径：D2（mm）：16；覆膜段长度：L1（mm） ：100、裸段长度：L2（mm） ：0","HT1816-100-0000","血管介入治疗类材料","国械注准20153130517","直管型覆膜支架及输送系统( 中主体)","是","是",null,"血管支架","f32","cq320000112"]
[606,114,"周围血管介入类","覆膜支架(胸主动脉专用)","直管型覆膜支架及输送系统(商品名:Hercules)(中主体)","上海微创心脉医疗科技（集团）股份有限公司","913101150512565326","上海微创心脉医疗科技（集团）股份有限公司","C0206050010001002501","0001442","","deb1f330-6a57-11ea-9dc4-fa163e0a8baf","近端直径：D1（mm）：40、远端直径：D2（mm）：32；覆膜段长度：L1（mm） ：100、裸段长度：L2（mm） ：15","HT4032-100-1500","血管介入治疗类材料","国械注准20153130517","直管型覆膜支架及输送系统( 中主体)","是","是",null,"血管支架","f32","cq320000112"]
[607,114,"周围血管介入类","覆膜支架(胸主动脉专用)","直管型覆膜支架及输送系统(商品名:Hercules)(中主体)","上海微创心脉医疗科技（集团）股份有限公司","913101150512565326","上海微创心脉医疗科技（集团）股份有限公司","C0206050010001002501","0001444","","deb1f5f5-6a57-11ea-9dc4-fa163e0a8baf","近端直径：D1（mm）：44、远端直径：D2（mm）：32；覆膜段长度：L1（mm） ：100、裸段长度：L2（mm） ：20","HT4432-100-2000","血管介入治疗类材料","国械注准20153130517","直管型覆膜支架及输送系统( 中主体)","是","是",null,"血管支架","f32","cq320000112"]
[608,114,"周围血管介入类","覆膜支架(胸主动脉专用)","直管型覆膜支架及输送系统(商品名:Hercules)(中主体)","上海微创心脉医疗科技（集团）股份有限公司","913101150512565326","上海微创心脉医疗科技（集团）股份有限公司","C0206050010001002501","0001446","","deb1f8c2-6a57-11ea-9dc4-fa163e0a8baf","近端直径：D1（mm）：18、远端直径：D2（mm）：22；覆膜段长度：L1（mm） ：100、裸段长度：L2（mm） ：0","HT1822-100-0000","血管介入治疗类材料","国械注准20153130517","直管型覆膜支架及输送系统( 中主体)","是","是",null,"血管支架","f32","cq320000112"]
[609,114,"周围血管介入类","覆膜支架(胸主动脉专用)","直管型覆膜支架及输送系统(商品名:Hercules)(中主体)","上海微创心脉医疗科技（集团）股份有限公司","913101150512565326","上海微创心脉医疗科技（集团）股份有限公司","C0206050010001002501","0001447","","deb1fa26-6a57-11ea-9dc4-fa163e0a8baf","近端直径：D1（mm）：36、远端直径：D2（mm）：28；覆膜段长度：L1（mm） ：100、裸段长度：L2（mm） ：20","HT3628-100-2000","血管介入治疗类材料","国械注准20153130517","直管型覆膜支架及输送系统( 中主体)","是","是",null,"血管支架","f32","cq320000112"]
[610,114,"周围血管介入类","覆膜支架(胸主动脉专用)","直管型覆膜支架及输送系统(商品名:Hercules)(中主体)","上海微创心脉医疗科技（集团）股份有限公司","913101150512565326","上海微创心脉医疗科技（集团）股份有限公司","C0206050010001002501","0001448","","deb1fc9c-6a57-11ea-9dc4-fa163e0a8baf","近端直径：D1（mm）：38、远端直径：D2（mm）：26；覆膜段长度：L1（mm） ：100、裸段长度：L2（mm） ：15","HT3826-100-1500","血管介入治疗类材料","国械注准20153130517","直管型覆膜支架及输送系统( 中主体)","是","是",null,"血管支架","f32","cq320000112"]
[611,114,"周围血管介入类","覆膜支架(胸主动脉专用)","直管型覆膜支架及输送系统(商品名:Hercules)(中主体)","上海微创心脉医疗科技（集团）股份有限公司","913101150512565326","上海微创心脉医疗科技（集团）股份有限公司","C0206050010001002501","0001449","","deb1fe09-6a57-11ea-9dc4-fa163e0a8baf","近端直径：D1（mm）：38、远端直径：D2（mm）：26；覆膜段长度：L1（mm） ：100、裸段长度：L2（mm） ：20","HT3826-100-2000","血管介入治疗类材料","国械注准20153130517","直管型覆膜支架及输送系统( 中主体)","是","是",null,"血管支架","f32","cq320000112"]
[612,114,"周围血管介入类","覆膜支架(胸主动脉专用)","直管型覆膜支架及输送系统(商品名:Hercules)(中主体)","上海微创心脉医疗科技（集团）股份有限公司","913101150512565326","上海微创心脉医疗科技（集团）股份有限公司","C0206050010001102501","0000953","","d1312d89-6a58-11ea-9dc4-fa163e0a8baf","近端直径：D1（mm）：30、远端直径：D2（mm）：24；覆膜段长度：L1（mm） ：110、裸段长度：L2（mm） ：20","HT3024-110-2000","血管介入治疗类材料","国械注准20153130517","直管型覆膜支架及输送系统(中主体)","是","是",null,"血管支架","f32","cq320000112"]
[613,114,"周围血管介入类","覆膜支架(胸主动脉专用)","直管型覆膜支架及输送系统(商品名:Hercules)(中主体)","上海微创心脉医疗科技（集团）股份有限公司","913101150512565326","上海微创心脉医疗科技（集团）股份有限公司","C0206050010001102501","0000954","","d1313396-6a58-11ea-9dc4-fa163e0a8baf","近端直径：D1（mm）：38、远端直径：D2（mm）：28；覆膜段长度：L1（mm） ：120、裸段长度：L2（mm） ：15","HT3828-120-1500","血管介入治疗类材料","国械注准20153130517","直管型覆膜支架及输送系统(中主体)","是","是",null,"血管支架","f32","cq320000112"]
[614,114,"周围血管介入类","覆膜支架(胸主动脉专用)","直管型覆膜支架及输送系统(商品名:Hercules)(中主体)","上海微创心脉医疗科技（集团）股份有限公司","913101150512565326","上海微创心脉医疗科技（集团）股份有限公司","C0206050010001102501","0000955","","d13135cd-6a58-11ea-9dc4-fa163e0a8baf","近端直径：D1（mm）：34、远端直径：D2（mm）：12；覆膜段长度：L1（mm） ：130、裸段长度：L2（mm） ：20","HT3412-130-2000","血管介入治疗类材料","国械注准20153130517","直管型覆膜支架及输送系统(中主体)","是","是",null,"血管支架","f32","cq320000112"]
[615,114,"周围血管介入类","覆膜支架(胸主动脉专用)","直管型覆膜支架及输送系统(商品名:Hercules)(中主体)","上海微创心脉医疗科技（集团）股份有限公司","913101150512565326","上海微创心脉医疗科技（集团）股份有限公司","C0206050010001102501","0000956","","d13139c9-6a58-11ea-9dc4-fa163e0a8baf","近端直径：D1（mm）：40、远端直径：D2（mm）：38；覆膜段长度：L1（mm） ：120、裸段长度：L2（mm） ：20","HT4038-120-2000","血管介入治疗类材料","国械注准20153130517","直管型覆膜支架及输送系统(中主体)","是","是",null,"血管支架","f32","cq320000112"]
[616,114,"周围血管介入类","覆膜支架(胸主动脉专用)","直管型覆膜支架及输送系统(商品名:Hercules)(中主体)","上海微创心脉医疗科技（集团）股份有限公司","913101150512565326","上海微创心脉医疗科技（集团）股份有限公司","C0206050010001102501","0000957","","d1313b8b-6a58-11ea-9dc4-fa163e0a8baf","近端直径：D1（mm）：32、远端直径：D2（mm）：22；覆膜段长度：L1（mm） ：130、裸段长度：L2（mm） ：20","HT3222-130-2000","血管介入治疗类材料","国械注准20153130517","直管型覆膜支架及输送系统(中主体)","是","是",null,"血管支架","f32","cq320000112"]
[617,114,"周围血管介入类","覆膜支架(胸主动脉专用)","直管型覆膜支架及输送系统(商品名:Hercules)(中主体)","上海微创心脉医疗科技（集团）股份有限公司","913101150512565326","上海微创心脉医疗科技（集团）股份有限公司","C0206050010001102501","0000958","","d1313d52-6a58-11ea-9dc4-fa163e0a8baf","近端直径：D1（mm）：14、远端直径：D2（mm）：12；覆膜段长度：L1（mm） ：110、裸段长度：L2（mm） ：0","HT1412-110-0000","血管介入治疗类材料","国械注准20153130517","直管型覆膜支架及输送系统(中主体)","是","是",null,"血管支架","f32","cq320000112"]
[618,114,"周围血管介入类","覆膜支架(胸主动脉专用)","直管型覆膜支架及输送系统(商品名:Hercules)(中主体)","上海微创心脉医疗科技（集团）股份有限公司","913101150512565326","上海微创心脉医疗科技（集团）股份有限公司","C0206050010001102501","0000959","","d1313f1c-6a58-11ea-9dc4-fa163e0a8baf","近端直径：D1（mm）：32、远端直径：D2（mm）：22；覆膜段长度：L1（mm） ：110、裸段长度：L2（mm） ：20","HT3222-110-2000","血管介入治疗类材料","国械注准20153130517","直管型覆膜支架及输送系统(中主体)","是","是",null,"血管支架","f32","cq320000112"]
[619,114,"周围血管介入类","覆膜支架(胸主动脉专用)","直管型覆膜支架及输送系统(商品名:Hercules)(中主体)","上海微创心脉医疗科技（集团）股份有限公司","913101150512565326","上海微创心脉医疗科技（集团）股份有限公司","C0206050010001102501","0000960","","d13141fb-6a58-11ea-9dc4-fa163e0a8baf","近端直径：D1（mm）：24、远端直径：D2（mm）：14；覆膜段长度：L1（mm） ：130、裸段长度：L2（mm） ：15","HT2414-130-1500","血管介入治疗类材料","国械注准20153130517","直管型覆膜支架及输送系统(中主体)","是","是",null,"血管支架","f32","cq320000112"]
[620,114,"周围血管介入类","覆膜支架(胸主动脉专用)","直管型覆膜支架及输送系统(商品名:Hercules)(中主体)","上海微创心脉医疗科技（集团）股份有限公司","913101150512565326","上海微创心脉医疗科技（集团）股份有限公司","C0206050010001102501","0000961","","d13144aa-6a58-11ea-9dc4-fa163e0a8baf","近端直径：D1（mm）：14、远端直径：D2（mm）：18；覆膜段长度：L1（mm） ：130、裸段长度：L2（mm） ：0","HT1418-130-0000","血管介入治疗类材料","国械注准20153130517","直管型覆膜支架及输送系统(中主体)","是","是",null,"血管支架","f32","cq320000112"]
[621,114,"周围血管介入类","覆膜支架(胸主动脉专用)","直管型覆膜支架及输送系统(商品名:Hercules)(中主体)","上海微创心脉医疗科技（集团）股份有限公司","913101150512565326","上海微创心脉医疗科技（集团）股份有限公司","C0206050010001102501","0000962","","d1314668-6a58-11ea-9dc4-fa163e0a8baf","近端直径：D1（mm）：36、远端直径：D2（mm）：24；覆膜段长度：L1（mm） ：130、裸段长度：L2（mm） ：20","HT3624-130-2000","血管介入治疗类材料","国械注准20153130517","直管型覆膜支架及输送系统(中主体)","是","是",null,"血管支架","f32","cq320000112"]
[622,114,"周围血管介入类","覆膜支架(胸主动脉专用)","直管型覆膜支架及输送系统(商品名:Hercules)(中主体)","上海微创心脉医疗科技（集团）股份有限公司","913101150512565326","上海微创心脉医疗科技（集团）股份有限公司","C0206050010001102501","0000963","","d13147e8-6a58-11ea-9dc4-fa163e0a8baf","近端直径：D1（mm）：42、远端直径：D2（mm）：30；覆膜段长度：L1（mm） ：120、裸段长度：L2（mm） ：15","HT4230-120-1500","血管介入治疗类材料","国械注准20153130517","直管型覆膜支架及输送系统(中主体)","是","是",null,"血管支架","f32","cq320000112"]
[623,114,"周围血管介入类","覆膜支架(胸主动脉专用)","直管型覆膜支架及输送系统(商品名:Hercules)(中主体)","上海微创心脉医疗科技（集团）股份有限公司","913101150512565326","上海微创心脉医疗科技（集团）股份有限公司","C0206050010001102501","0000964","","d131499f-6a58-11ea-9dc4-fa163e0a8baf","近端直径：D1（mm）：28、远端直径：D2（mm）：24；覆膜段长度：L1（mm） ：110、裸段长度：L2（mm） ：15","HT2824-110-1500","血管介入治疗类材料","国械注准20153130517","直管型覆膜支架及输送系统(中主体)","是","是",null,"血管支架","f32","cq320000112"]
[624,114,"周围血管介入类","覆膜支架(胸主动脉专用)","直管型覆膜支架及输送系统(商品名:Hercules)(中主体)","上海微创心脉医疗科技（集团）股份有限公司","913101150512565326","上海微创心脉医疗科技（集团）股份有限公司","C0206050010001102501","0000965","","d1314d0b-6a58-11ea-9dc4-fa163e0a8baf","近端直径：D1（mm）：18、远端直径：D2（mm）：14；覆膜段长度：L1（mm） ：130、裸段长度：L2（mm） ：0","HT1814-130-0000","血管介入治疗类材料","国械注准20153130517","直管型覆膜支架及输送系统(中主体)","是","是",null,"血管支架","f32","cq320000112"]
[625,114,"周围血管介入类","覆膜支架(胸主动脉专用)","直管型覆膜支架及输送系统(商品名:Hercules)(中主体)","上海微创心脉医疗科技（集团）股份有限公司","913101150512565326","上海微创心脉医疗科技（集团）股份有限公司","C0206050010001102501","0000966","","d1314fd4-6a58-11ea-9dc4-fa163e0a8baf","近端直径：D1（mm）：40、远端直径：D2（mm）：36；覆膜段长度：L1（mm） ：110、裸段长度：L2（mm） ：15","HT4036-110-1500","血管介入治疗类材料","国械注准20153130517","直管型覆膜支架及输送系统(中主体)","是","是",null,"血管支架","f32","cq320000112"]
[626,114,"周围血管介入类","覆膜支架(胸主动脉专用)","直管型覆膜支架及输送系统(商品名:Hercules)(中主体)","上海微创心脉医疗科技（集团）股份有限公司","913101150512565326","上海微创心脉医疗科技（集团）股份有限公司","C0206050010001102501","0000967","","d1315cb5-6a58-11ea-9dc4-fa163e0a8baf","近端直径：D1（mm）：44、远端直径：D2（mm）：40；覆膜段长度：L1（mm） ：130、裸段长度：L2（mm） ：20","HT4440-130-2000","血管介入治疗类材料","国械注准20153130517","直管型覆膜支架及输送系统(中主体)","是","是",null,"血管支架","f32","cq320000112"]
[627,114,"周围血管介入类","覆膜支架(胸主动脉专用)","直管型覆膜支架及输送系统(商品名:Hercules)(中主体)","上海微创心脉医疗科技（集团）股份有限公司","913101150512565326","上海微创心脉医疗科技（集团）股份有限公司","C0206050010001102501","0000968","","d1316066-6a58-11ea-9dc4-fa163e0a8baf","近端直径：D1（mm）：12、远端直径：D2（mm）：14；覆膜段长度：L1（mm） ：120、裸段长度：L2（mm） ：0","HT1214-120-0000","血管介入治疗类材料","国械注准20153130517","直管型覆膜支架及输送系统(中主体)","是","是",null,"血管支架","f32","cq320000112"]
[628,114,"周围血管介入类","覆膜支架(胸主动脉专用)","直管型覆膜支架及输送系统(商品名:Hercules)(中主体)","上海微创心脉医疗科技（集团）股份有限公司","913101150512565326","上海微创心脉医疗科技（集团）股份有限公司","C0206050010001102501","0000969","","d1316370-6a58-11ea-9dc4-fa163e0a8baf","近端直径：D1（mm）：44、远端直径：D2（mm）：40；覆膜段长度：L1（mm） ：120、裸段长度：L2（mm） ：20","HT4440-120-2000","血管介入治疗类材料","国械注准20153130517","直管型覆膜支架及输送系统(中主体)","是","是",null,"血管支架","f32","cq320000112"]
[629,114,"周围血管介入类","覆膜支架(胸主动脉专用)","直管型覆膜支架及输送系统(商品名:Hercules)(中主体)","上海微创心脉医疗科技（集团）股份有限公司","913101150512565326","上海微创心脉医疗科技（集团）股份有限公司","C0206050010001102501","0000970","","d1316514-6a58-11ea-9dc4-fa163e0a8baf","近端直径：D1（mm）：28、远端直径：D2（mm）：18；覆膜段长度：L1（mm） ：130、裸段长度：L2（mm） ：15","HT2818-130-1500","血管介入治疗类材料","国械注准20153130517","直管型覆膜支架及输送系统(中主体)","是","是",null,"血管支架","f32","cq320000112"]
[630,114,"周围血管介入类","覆膜支架(胸主动脉专用)","直管型覆膜支架及输送系统(商品名:Hercules)(中主体)","上海微创心脉医疗科技（集团）股份有限公司","913101150512565326","上海微创心脉医疗科技（集团）股份有限公司","C0206050010001102501","0000971","","d13166a5-6a58-11ea-9dc4-fa163e0a8baf","近端直径：D1（mm）：18、远端直径：D2（mm）：22；覆膜段长度：L1（mm） ：120、裸段长度：L2（mm） ：0","HT1822-120-0000","血管介入治疗类材料","国械注准20153130517","直管型覆膜支架及输送系统(中主体)","是","是",null,"血管支架","f32","cq320000112"]
[631,114,"周围血管介入类","覆膜支架(胸主动脉专用)","直管型覆膜支架及输送系统(商品名:Hercules)(中主体)","上海微创心脉医疗科技（集团）股份有限公司","913101150512565326","上海微创心脉医疗科技（集团）股份有限公司","C0206050010001102501","0000972","","d1316c37-6a58-11ea-9dc4-fa163e0a8baf","近端直径：D1（mm）：42、远端直径：D2（mm）：32；覆膜段长度：L1（mm） ：130、裸段长度：L2（mm） ：20","HT4232-130-2000","血管介入治疗类材料","国械注准20153130517","直管型覆膜支架及输送系统(中主体)","是","是",null,"血管支架","f32","cq320000112"]
[632,114,"周围血管介入类","覆膜支架(胸主动脉专用)","直管型覆膜支架及输送系统(商品名:Hercules)(中主体)","上海微创心脉医疗科技（集团）股份有限公司","913101150512565326","上海微创心脉医疗科技（集团）股份有限公司","C0206050010001102501","0000973","","d1316e67-6a58-11ea-9dc4-fa163e0a8baf","近端直径：D1（mm）：42、远端直径：D2（mm）：32；覆膜段长度：L1（mm） ：110、裸段长度：L2（mm） ：15","HT4232-110-1500","血管介入治疗类材料","国械注准20153130517","直管型覆膜支架及输送系统(中主体)","是","是",null,"血管支架","f32","cq320000112"]
[633,114,"周围血管介入类","覆膜支架(胸主动脉专用)","直管型覆膜支架及输送系统(商品名:Hercules)(中主体)","上海微创心脉医疗科技（集团）股份有限公司","913101150512565326","上海微创心脉医疗科技（集团）股份有限公司","C0206050010001102501","0000974","","d1316ff5-6a58-11ea-9dc4-fa163e0a8baf","近端直径：D1（mm）：40、远端直径：D2（mm）：34；覆膜段长度：L1（mm） ：120、裸段长度：L2（mm） ：15","HT4034-120-1500","血管介入治疗类材料","国械注准20153130517","直管型覆膜支架及输送系统(中主体)","是","是",null,"血管支架","f32","cq320000112"]
[634,114,"周围血管介入类","覆膜支架(胸主动脉专用)","直管型覆膜支架及输送系统(商品名:Hercules)(中主体)","上海微创心脉医疗科技（集团）股份有限公司","913101150512565326","上海微创心脉医疗科技（集团）股份有限公司","C0206050010001102501","0000975","","d13171f3-6a58-11ea-9dc4-fa163e0a8baf","近端直径：D1（mm）：34、远端直径：D2（mm）：16；覆膜段长度：L1（mm） ：120、裸段长度：L2（mm） ：20","HT3416-120-2000","血管介入治疗类材料","国械注准20153130517","直管型覆膜支架及输送系统(中主体)","是","是",null,"血管支架","f32","cq320000112"]
[635,114,"周围血管介入类","覆膜支架(胸主动脉专用)","直管型覆膜支架及输送系统(商品名:Hercules)(中主体)","上海微创心脉医疗科技（集团）股份有限公司","913101150512565326","上海微创心脉医疗科技（集团）股份有限公司","C0206050010001102501","0000976","","d1317390-6a58-11ea-9dc4-fa163e0a8baf","近端直径：D1（mm）：16、远端直径：D2（mm）：28；覆膜段长度：L1（mm） ：110、裸段长度：L2（mm） ：0","HT1628-110-0000","血管介入治疗类材料","国械注准20153130517","直管型覆膜支架及输送系统(中主体)","是","是",null,"血管支架","f32","cq320000112"]
[636,114,"周围血管介入类","覆膜支架(胸主动脉专用)","直管型覆膜支架及输送系统(商品名:Hercules)(中主体)","上海微创心脉医疗科技（集团）股份有限公司","913101150512565326","上海微创心脉医疗科技（集团）股份有限公司","C0206050010001102501","0000977","","d131753f-6a58-11ea-9dc4-fa163e0a8baf","近端直径：D1（mm）：16、远端直径：D2（mm）：14；覆膜段长度：L1（mm） ：130、裸段长度：L2（mm） ：0","HT1614-130-0000","血管介入治疗类材料","国械注准20153130517","直管型覆膜支架及输送系统(中主体)","是","是",null,"血管支架","f32","cq320000112"]
[637,114,"周围血管介入类","覆膜支架(胸主动脉专用)","直管型覆膜支架及输送系统(商品名:Hercules)(中主体)","上海微创心脉医疗科技（集团）股份有限公司","913101150512565326","上海微创心脉医疗科技（集团）股份有限公司","C0206050010001102501","0000978","","d13176c0-6a58-11ea-9dc4-fa163e0a8baf","近端直径：D1（mm）：12、远端直径：D2（mm）：22；覆膜段长度：L1（mm） ：130、裸段长度：L2（mm） ：0","HT1222-130-0000","血管介入治疗类材料","国械注准20153130517","直管型覆膜支架及输送系统(中主体)","是","是",null,"血管支架","f32","cq320000112"]
[638,114,"周围血管介入类","覆膜支架(胸主动脉专用)","直管型覆膜支架及输送系统(商品名:Hercules)(中主体)","上海微创心脉医疗科技（集团）股份有限公司","913101150512565326","上海微创心脉医疗科技（集团）股份有限公司","C0206050010001102501","0000979","","d1317839-6a58-11ea-9dc4-fa163e0a8baf","近端直径：D1（mm）：34、远端直径：D2（mm）：20；覆膜段长度：L1（mm） ：130、裸段长度：L2（mm） ：20","HT3420-130-2000","血管介入治疗类材料","国械注准20153130517","直管型覆膜支架及输送系统(中主体)","是","是",null,"血管支架","f32","cq320000112"]
[639,114,"周围血管介入类","覆膜支架(胸主动脉专用)","直管型覆膜支架及输送系统(商品名:Hercules)(中主体)","上海微创心脉医疗科技（集团）股份有限公司","913101150512565326","上海微创心脉医疗科技（集团）股份有限公司","C0206050010001102501","0000980","","d13179cf-6a58-11ea-9dc4-fa163e0a8baf","近端直径：D1（mm）：40、远端直径：D2（mm）：28；覆膜段长度：L1（mm） ：120、裸段长度：L2（mm） ：15","HT4028-120-1500","血管介入治疗类材料","国械注准20153130517","直管型覆膜支架及输送系统(中主体)","是","是",null,"血管支架","f32","cq320000112"]
[640,114,"周围血管介入类","覆膜支架(胸主动脉专用)","直管型覆膜支架及输送系统(商品名:Hercules)(中主体)","上海微创心脉医疗科技（集团）股份有限公司","913101150512565326","上海微创心脉医疗科技（集团）股份有限公司","C0206050010001102501","0000982","","d1317cdb-6a58-11ea-9dc4-fa163e0a8baf","近端直径：D1（mm）：24、远端直径：D2（mm）：12；覆膜段长度：L1（mm） ：120、裸段长度：L2（mm） ：15","HT2412-120-1500","血管介入治疗类材料","国械注准20153130517","直管型覆膜支架及输送系统(中主体)","是","是",null,"血管支架","f32","cq320000112"]
[641,114,"周围血管介入类","覆膜支架(胸主动脉专用)","直管型覆膜支架及输送系统(商品名:Hercules)(中主体)","上海微创心脉医疗科技（集团）股份有限公司","913101150512565326","上海微创心脉医疗科技（集团）股份有限公司","C0206050010001102501","0000983","","d1317e51-6a58-11ea-9dc4-fa163e0a8baf","近端直径：D1（mm）：36、远端直径：D2（mm）：34；覆膜段长度：L1（mm） ：120、裸段长度：L2（mm） ：20","HT3634-120-2000","血管介入治疗类材料","国械注准20153130517","直管型覆膜支架及输送系统(中主体)","是","是",null,"血管支架","f32","cq320000112"]
[642,114,"周围血管介入类","覆膜支架(胸主动脉专用)","直管型覆膜支架及输送系统(商品名:Hercules)(中主体)","上海微创心脉医疗科技（集团）股份有限公司","913101150512565326","上海微创心脉医疗科技（集团）股份有限公司","C0206050010001102501","0000984","","d1317fc3-6a58-11ea-9dc4-fa163e0a8baf","近端直径：D1（mm）：30、远端直径：D2（mm）：28；覆膜段长度：L1（mm） ：110、裸段长度：L2（mm） ：20","HT3028-110-2000","血管介入治疗类材料","国械注准20153130517","直管型覆膜支架及输送系统(中主体)","是","是",null,"血管支架","f32","cq320000112"]
[643,114,"周围血管介入类","覆膜支架(胸主动脉专用)","直管型覆膜支架及输送系统(商品名:Hercules)(中主体)","上海微创心脉医疗科技（集团）股份有限公司","913101150512565326","上海微创心脉医疗科技（集团）股份有限公司","C0206050010001102501","0000985","","d1318150-6a58-11ea-9dc4-fa163e0a8baf","近端直径：D1（mm）：20、远端直径：D2（mm）：14；覆膜段长度：L1（mm） ：130、裸段长度：L2（mm） ：15","HT2014-130-1500","血管介入治疗类材料","国械注准20153130517","直管型覆膜支架及输送系统(中主体)","是","是",null,"血管支架","f32","cq320000112"]
[644,114,"周围血管介入类","覆膜支架(胸主动脉专用)","直管型覆膜支架及输送系统(商品名:Hercules)(中主体)","上海微创心脉医疗科技（集团）股份有限公司","913101150512565326","上海微创心脉医疗科技（集团）股份有限公司","C0206050010001102501","0000986","","d13182c8-6a58-11ea-9dc4-fa163e0a8baf","近端直径：D1（mm）：40、远端直径：D2（mm）：32；覆膜段长度：L1（mm） ：130、裸段长度：L2（mm） ：15","HT4032-130-1500","血管介入治疗类材料","国械注准20153130517","直管型覆膜支架及输送系统(中主体)","是","是",null,"血管支架","f32","cq320000112"]
[645,114,"周围血管介入类","覆膜支架(胸主动脉专用)","直管型覆膜支架及输送系统(商品名:Hercules)(中主体)","上海微创心脉医疗科技（集团）股份有限公司","913101150512565326","上海微创心脉医疗科技（集团）股份有限公司","C0206050010001102501","0000987","","d1318444-6a58-11ea-9dc4-fa163e0a8baf","近端直径：D1（mm）：16、远端直径：D2（mm）：18；覆膜段长度：L1（mm） ：110、裸段长度：L2（mm） ：0","HT1618-110-0000","血管介入治疗类材料","国械注准20153130517","直管型覆膜支架及输送系统(中主体)","是","是",null,"血管支架","f32","cq320000112"]
[646,114,"周围血管介入类","覆膜支架(胸主动脉专用)","直管型覆膜支架及输送系统(商品名:Hercules)(中主体)","上海微创心脉医疗科技（集团）股份有限公司","913101150512565326","上海微创心脉医疗科技（集团）股份有限公司","C0206050010001102501","0000988","","d13185b3-6a58-11ea-9dc4-fa163e0a8baf","近端直径：D1（mm）：44、远端直径：D2（mm）：32；覆膜段长度：L1（mm） ：110、裸段长度：L2（mm） ：15","HT4432-110-1500","血管介入治疗类材料","国械注准20153130517","直管型覆膜支架及输送系统(中主体)","是","是",null,"血管支架","f32","cq320000112"]
[647,114,"周围血管介入类","覆膜支架(胸主动脉专用)","直管型覆膜支架及输送系统(商品名:Hercules)(中主体)","上海微创心脉医疗科技（集团）股份有限公司","913101150512565326","上海微创心脉医疗科技（集团）股份有限公司","C0206050010001102501","0000989","","d131873c-6a58-11ea-9dc4-fa163e0a8baf","近端直径：D1（mm）：26、远端直径：D2（mm）：18；覆膜段长度：L1（mm） ：130、裸段长度：L2（mm） ：15","HT2618-130-1500","血管介入治疗类材料","国械注准20153130517","直管型覆膜支架及输送系统(中主体)","是","是",null,"血管支架","f32","cq320000112"]
[648,114,"周围血管介入类","覆膜支架(胸主动脉专用)","直管型覆膜支架及输送系统(商品名:Hercules)(中主体)","上海微创心脉医疗科技（集团）股份有限公司","913101150512565326","上海微创心脉医疗科技（集团）股份有限公司","C0206050010001102501","0000990","","d13188b4-6a58-11ea-9dc4-fa163e0a8baf","近端直径：D1（mm）：26、远端直径：D2（mm）：24；覆膜段长度：L1（mm） ：110、裸段长度：L2（mm） ：15","HT2624-110-1500","血管介入治疗类材料","国械注准20153130517","直管型覆膜支架及输送系统(中主体)","是","是",null,"血管支架","f32","cq320000112"]
[649,114,"周围血管介入类","覆膜支架(胸主动脉专用)","直管型覆膜支架及输送系统(商品名:Hercules)(中主体)","上海微创心脉医疗科技（集团）股份有限公司","913101150512565326","上海微创心脉医疗科技（集团）股份有限公司","C0206050010001102501","0000991","","d1318a3b-6a58-11ea-9dc4-fa163e0a8baf","近端直径：D1（mm）：42、远端直径：D2（mm）：34；覆膜段长度：L1（mm） ：120、裸段长度：L2（mm） ：20","HT4234-120-2000","血管介入治疗类材料","国械注准20153130517","直管型覆膜支架及输送系统(中主体)","是","是",null,"血管支架","f32","cq320000112"]
[650,114,"周围血管介入类","覆膜支架(胸主动脉专用)","直管型覆膜支架及输送系统(商品名:Hercules)(中主体)","上海微创心脉医疗科技（集团）股份有限公司","913101150512565326","上海微创心脉医疗科技（集团）股份有限公司","C0206050010001102501","0000993","","d1318f0b-6a58-11ea-9dc4-fa163e0a8baf","近端直径：D1（mm）：42、远端直径：D2（mm）：34；覆膜段长度：L1（mm） ：110、裸段长度：L2（mm） ：20","HT4234-110-2000","血管介入治疗类材料","国械注准20153130517","直管型覆膜支架及输送系统(中主体)","是","是",null,"血管支架","f32","cq320000112"]
[651,114,"周围血管介入类","覆膜支架(胸主动脉专用)","直管型覆膜支架及输送系统(商品名:Hercules)(中主体)","上海微创心脉医疗科技（集团）股份有限公司","913101150512565326","上海微创心脉医疗科技（集团）股份有限公司","C0206050010001102501","0000994","","d13190a7-6a58-11ea-9dc4-fa163e0a8baf","近端直径：D1（mm）：34、远端直径：D2（mm）：32；覆膜段长度：L1（mm） ：120、裸段长度：L2（mm） ：20","HT3432-120-2000","血管介入治疗类材料","国械注准20153130517","直管型覆膜支架及输送系统(中主体)","是","是",null,"血管支架","f32","cq320000112"]
[652,114,"周围血管介入类","覆膜支架(胸主动脉专用)","直管型覆膜支架及输送系统(商品名:Hercules)(中主体)","上海微创心脉医疗科技（集团）股份有限公司","913101150512565326","上海微创心脉医疗科技（集团）股份有限公司","C0206050010001102501","0000995","","d131922b-6a58-11ea-9dc4-fa163e0a8baf","近端直径：D1（mm）：36、远端直径：D2（mm）：28；覆膜段长度：L1（mm） ：120、裸段长度：L2（mm） ：20","HT3628-120-2000","血管介入治疗类材料","国械注准20153130517","直管型覆膜支架及输送系统(中主体)","是","是",null,"血管支架","f32","cq320000112"]
[653,114,"周围血管介入类","覆膜支架(胸主动脉专用)","直管型覆膜支架及输送系统(商品名:Hercules)(中主体)","上海微创心脉医疗科技（集团）股份有限公司","913101150512565326","上海微创心脉医疗科技（集团）股份有限公司","C0206050010001102501","0000996","","d13193f3-6a58-11ea-9dc4-fa163e0a8baf","近端直径：D1（mm）：44、远端直径：D2（mm）：34；覆膜段长度：L1（mm） ：120、裸段长度：L2（mm） ：15","HT4434-120-1500","血管介入治疗类材料","国械注准20153130517","直管型覆膜支架及输送系统(中主体)","是","是",null,"血管支架","f32","cq320000112"]
[654,114,"周围血管介入类","覆膜支架(胸主动脉专用)","直管型覆膜支架及输送系统(商品名:Hercules)(中主体)","上海微创心脉医疗科技（集团）股份有限公司","913101150512565326","上海微创心脉医疗科技（集团）股份有限公司","C0206050010001102501","0000997","","d1319580-6a58-11ea-9dc4-fa163e0a8baf","近端直径：D1（mm）：28、远端直径：D2（mm）：18；覆膜段长度：L1（mm） ：120、裸段长度：L2（mm） ：15","HT2818-120-1500","血管介入治疗类材料","国械注准20153130517","直管型覆膜支架及输送系统(中主体)","是","是",null,"血管支架","f32","cq320000112"]
[655,114,"周围血管介入类","覆膜支架(胸主动脉专用)","直管型覆膜支架及输送系统(商品名:Hercules)(中主体)","上海微创心脉医疗科技（集团）股份有限公司","913101150512565326","上海微创心脉医疗科技（集团）股份有限公司","C0206050010001102501","0000998","","d1319872-6a58-11ea-9dc4-fa163e0a8baf","近端直径：D1（mm）：42、远端直径：D2（mm）：30；覆膜段长度：L1（mm） ：110、裸段长度：L2（mm） ：20","HT4230-110-2000","血管介入治疗类材料","国械注准20153130517","直管型覆膜支架及输送系统(中主体)","是","是",null,"血管支架","f32","cq320000112"]
[656,114,"周围血管介入类","覆膜支架(胸主动脉专用)","直管型覆膜支架及输送系统(商品名:Hercules)(中主体)","上海微创心脉医疗科技（集团）股份有限公司","913101150512565326","上海微创心脉医疗科技（集团）股份有限公司","C0206050010001102501","0000999","","d1319a06-6a58-11ea-9dc4-fa163e0a8baf","近端直径：D1（mm）：22、远端直径：D2（mm）：20；覆膜段长度：L1（mm） ：130、裸段长度：L2（mm） ：15","HT2220-130-1500","血管介入治疗类材料","国械注准20153130517","直管型覆膜支架及输送系统(中主体)","是","是",null,"血管支架","f32","cq320000112"]
[657,114,"周围血管介入类","覆膜支架(胸主动脉专用)","直管型覆膜支架及输送系统(商品名:Hercules)(中主体)","上海微创心脉医疗科技（集团）股份有限公司","913101150512565326","上海微创心脉医疗科技（集团）股份有限公司","C0206050010001102501","0001000","","d1319b7f-6a58-11ea-9dc4-fa163e0a8baf","近端直径：D1（mm）：40、远端直径：D2（mm）：28；覆膜段长度：L1（mm） ：130、裸段长度：L2（mm） ：15","HT4028-130-1500","血管介入治疗类材料","国械注准20153130517","直管型覆膜支架及输送系统(中主体)","是","是",null,"血管支架","f32","cq320000112"]
[658,114,"周围血管介入类","覆膜支架(胸主动脉专用)","直管型覆膜支架及输送系统(商品名:Hercules)(中主体)","上海微创心脉医疗科技（集团）股份有限公司","913101150512565326","上海微创心脉医疗科技（集团）股份有限公司","C0206050010001102501","0001001","","d1319cfa-6a58-11ea-9dc4-fa163e0a8baf","近端直径：D1（mm）：42、远端直径：D2（mm）：36；覆膜段长度：L1（mm） ：120、裸段长度：L2（mm） ：20","HT4236-120-2000","血管介入治疗类材料","国械注准20153130517","直管型覆膜支架及输送系统(中主体)","是","是",null,"血管支架","f32","cq320000112"]
[659,114,"周围血管介入类","覆膜支架(胸主动脉专用)","直管型覆膜支架及输送系统(商品名:Hercules)(中主体)","上海微创心脉医疗科技（集团）股份有限公司","913101150512565326","上海微创心脉医疗科技（集团）股份有限公司","C0206050010001102501","0001002","","d1319e92-6a58-11ea-9dc4-fa163e0a8baf","近端直径：D1（mm）：44、远端直径：D2（mm）：40；覆膜段长度：L1（mm） ：130、裸段长度：L2（mm） ：15","HT4440-130-1500","血管介入治疗类材料","国械注准20153130517","直管型覆膜支架及输送系统(中主体)","是","是",null,"血管支架","f32","cq320000112"]
[660,114,"周围血管介入类","覆膜支架(胸主动脉专用)","直管型覆膜支架及输送系统(商品名:Hercules)(中主体)","上海微创心脉医疗科技（集团）股份有限公司","913101150512565326","上海微创心脉医疗科技（集团）股份有限公司","C0206050010001102501","0001003","","d131a014-6a58-11ea-9dc4-fa163e0a8baf","近端直径：D1（mm）：38、远端直径：D2（mm）：32；覆膜段长度：L1（mm） ：120、裸段长度：L2（mm） ：20","HT3832-120-2000","血管介入治疗类材料","国械注准20153130517","直管型覆膜支架及输送系统(中主体)","是","是",null,"血管支架","f32","cq320000112"]
[661,114,"周围血管介入类","覆膜支架(胸主动脉专用)","直管型覆膜支架及输送系统(商品名:Hercules)(中主体)","上海微创心脉医疗科技（集团）股份有限公司","913101150512565326","上海微创心脉医疗科技（集团）股份有限公司","C0206050010001102501","0001004","","d131a191-6a58-11ea-9dc4-fa163e0a8baf","近端直径：D1（mm）：40、远端直径：D2（mm）：34；覆膜段长度：L1（mm） ：110、裸段长度：L2（mm） ：15","HT4034-110-1500","血管介入治疗类材料","国械注准20153130517","直管型覆膜支架及输送系统(中主体)","是","是",null,"血管支架","f32","cq320000112"]
[662,114,"周围血管介入类","覆膜支架(胸主动脉专用)","直管型覆膜支架及输送系统(商品名:Hercules)(中主体)","上海微创心脉医疗科技（集团）股份有限公司","913101150512565326","上海微创心脉医疗科技（集团）股份有限公司","C0206050010001102501","0001006","","d131a61c-6a58-11ea-9dc4-fa163e0a8baf","近端直径：D1（mm）：18、远端直径：D2（mm）：12；覆膜段长度：L1（mm） ：110、裸段长度：L2（mm） ：0","HT1812-110-0000","血管介入治疗类材料","国械注准20153130517","直管型覆膜支架及输送系统(中主体)","是","是",null,"血管支架","f32","cq320000112"]
[663,114,"周围血管介入类","覆膜支架(胸主动脉专用)","直管型覆膜支架及输送系统(商品名:Hercules)(中主体)","上海微创心脉医疗科技（集团）股份有限公司","913101150512565326","上海微创心脉医疗科技（集团）股份有限公司","C0206050010001102501","0001007","","d131a7a4-6a58-11ea-9dc4-fa163e0a8baf","近端直径：D1（mm）：42、远端直径：D2（mm）：40；覆膜段长度：L1（mm） ：110、裸段长度：L2（mm） ：15","HT4240-110-1500","血管介入治疗类材料","国械注准20153130517","直管型覆膜支架及输送系统(中主体)","是","是",null,"血管支架","f32","cq320000112"]
[664,114,"周围血管介入类","覆膜支架(胸主动脉专用)","直管型覆膜支架及输送系统(商品名:Hercules)(中主体)","上海微创心脉医疗科技（集团）股份有限公司","913101150512565326","上海微创心脉医疗科技（集团）股份有限公司","C0206050010001102501","0001008","","d131a923-6a58-11ea-9dc4-fa163e0a8baf","近端直径：D1（mm）：18、远端直径：D2（mm）：20；覆膜段长度：L1（mm） ：110、裸段长度：L2（mm） ：0","HT1820-110-0000","血管介入治疗类材料","国械注准20153130517","直管型覆膜支架及输送系统(中主体)","是","是",null,"血管支架","f32","cq320000112"]
[665,114,"周围血管介入类","覆膜支架(胸主动脉专用)","直管型覆膜支架及输送系统(商品名:Hercules)(中主体)","上海微创心脉医疗科技（集团）股份有限公司","913101150512565326","上海微创心脉医疗科技（集团）股份有限公司","C0206050010001102501","0001009","","d131aaa2-6a58-11ea-9dc4-fa163e0a8baf","近端直径：D1（mm）：44、远端直径：D2（mm）：38；覆膜段长度：L1（mm） ：120、裸段长度：L2（mm） ：15","HT4438-120-1500","血管介入治疗类材料","国械注准20153130517","直管型覆膜支架及输送系统(中主体)","是","是",null,"血管支架","f32","cq320000112"]
[666,114,"周围血管介入类","覆膜支架(胸主动脉专用)","直管型覆膜支架及输送系统(商品名:Hercules)(中主体)","上海微创心脉医疗科技（集团）股份有限公司","913101150512565326","上海微创心脉医疗科技（集团）股份有限公司","C0206050010001102501","0001010","","d131ac21-6a58-11ea-9dc4-fa163e0a8baf","近端直径：D1（mm）：14、远端直径：D2（mm）：22；覆膜段长度：L1（mm） ：110、裸段长度：L2（mm） ：0","HT1422-110-0000","血管介入治疗类材料","国械注准20153130517","直管型覆膜支架及输送系统(中主体)","是","是",null,"血管支架","f32","cq320000112"]
[667,114,"周围血管介入类","覆膜支架(胸主动脉专用)","直管型覆膜支架及输送系统(商品名:Hercules)(中主体)","上海微创心脉医疗科技（集团）股份有限公司","913101150512565326","上海微创心脉医疗科技（集团）股份有限公司","C0206050010001102501","0001011","","d131ada7-6a58-11ea-9dc4-fa163e0a8baf","近端直径：D1（mm）：42、远端直径：D2（mm）：36；覆膜段长度：L1（mm） ：110、裸段长度：L2（mm） ：15","HT4236-110-1500","血管介入治疗类材料","国械注准20153130517","直管型覆膜支架及输送系统(中主体)","是","是",null,"血管支架","f32","cq320000112"]
[668,114,"周围血管介入类","覆膜支架(胸主动脉专用)","直管型覆膜支架及输送系统(商品名:Hercules)(中主体)","上海微创心脉医疗科技（集团）股份有限公司","913101150512565326","上海微创心脉医疗科技（集团）股份有限公司","C0206050010001102501","0001012","","d131af1b-6a58-11ea-9dc4-fa163e0a8baf","近端直径：D1（mm）：28、远端直径：D2（mm）：16；覆膜段长度：L1（mm） ：130、裸段长度：L2（mm） ：15","HT2816-130-1500","血管介入治疗类材料","国械注准20153130517","直管型覆膜支架及输送系统(中主体)","是","是",null,"血管支架","f32","cq320000112"]
[669,114,"周围血管介入类","覆膜支架(胸主动脉专用)","直管型覆膜支架及输送系统(商品名:Hercules)(中主体)","上海微创心脉医疗科技（集团）股份有限公司","913101150512565326","上海微创心脉医疗科技（集团）股份有限公司","C0206050010001102501","0001013","","d131b094-6a58-11ea-9dc4-fa163e0a8baf","近端直径：D1（mm）：14、远端直径：D2（mm）：22；覆膜段长度：L1（mm） ：130、裸段长度：L2（mm） ：0","HT1422-130-0000","血管介入治疗类材料","国械注准20153130517","直管型覆膜支架及输送系统(中主体)","是","是",null,"血管支架","f32","cq320000112"]
[670,114,"周围血管介入类","覆膜支架(胸主动脉专用)","直管型覆膜支架及输送系统(商品名:Hercules)(中主体)","上海微创心脉医疗科技（集团）股份有限公司","913101150512565326","上海微创心脉医疗科技（集团）股份有限公司","C0206050010001102501","0001014","","d131b20a-6a58-11ea-9dc4-fa163e0a8baf","近端直径：D1（mm）：32、远端直径：D2（mm）：30；覆膜段长度：L1（mm） ：110、裸段长度：L2（mm） ：20","HT3230-110-2000","血管介入治疗类材料","国械注准20153130517","直管型覆膜支架及输送系统(中主体)","是","是",null,"血管支架","f32","cq320000112"]
[671,114,"周围血管介入类","覆膜支架(胸主动脉专用)","直管型覆膜支架及输送系统(商品名:Hercules)(中主体)","上海微创心脉医疗科技（集团）股份有限公司","913101150512565326","上海微创心脉医疗科技（集团）股份有限公司","C0206050010001102501","0001015","","d131b381-6a58-11ea-9dc4-fa163e0a8baf","近端直径：D1（mm）：44、远端直径：D2（mm）：38；覆膜段长度：L1（mm） ：110、裸段长度：L2（mm） ：15","HT4438-110-1500","血管介入治疗类材料","国械注准20153130517","直管型覆膜支架及输送系统(中主体)","是","是",null,"血管支架","f32","cq320000112"]
[672,114,"周围血管介入类","覆膜支架(胸主动脉专用)","直管型覆膜支架及输送系统(商品名:Hercules)(中主体)","上海微创心脉医疗科技（集团）股份有限公司","913101150512565326","上海微创心脉医疗科技（集团）股份有限公司","C0206050010001102501","0001018","","d131b897-6a58-11ea-9dc4-fa163e0a8baf","近端直径：D1（mm）：40、远端直径：D2（mm）：28；覆膜段长度：L1（mm） ：120、裸段长度：L2（mm） ：20","HT4028-120-2000","血管介入治疗类材料","国械注准20153130517","直管型覆膜支架及输送系统(中主体)","是","是",null,"血管支架","f32","cq320000112"]
[673,114,"周围血管介入类","覆膜支架(胸主动脉专用)","直管型覆膜支架及输送系统(商品名:Hercules)(中主体)","上海微创心脉医疗科技（集团）股份有限公司","913101150512565326","上海微创心脉医疗科技（集团）股份有限公司","C0206050010001102501","0001019","","d131ba1a-6a58-11ea-9dc4-fa163e0a8baf","近端直径：D1（mm）：36、远端直径：D2（mm）：32；覆膜段长度：L1（mm） ：120、裸段长度：L2（mm） ：20","HT3632-120-2000","血管介入治疗类材料","国械注准20153130517","直管型覆膜支架及输送系统(中主体)","是","是",null,"血管支架","f32","cq320000112"]
[674,114,"周围血管介入类","覆膜支架(胸主动脉专用)","直管型覆膜支架及输送系统(商品名:Hercules)(中主体)","上海微创心脉医疗科技（集团）股份有限公司","913101150512565326","上海微创心脉医疗科技（集团）股份有限公司","C0206050010001102501","0001020","","d131bba4-6a58-11ea-9dc4-fa163e0a8baf","近端直径：D1（mm）：18、远端直径：D2（mm）：16；覆膜段长度：L1（mm） ：130、裸段长度：L2（mm） ：0","HT1816-130-0000","血管介入治疗类材料","国械注准20153130517","直管型覆膜支架及输送系统(中主体)","是","是",null,"血管支架","f32","cq320000112"]
[675,114,"周围血管介入类","覆膜支架(胸主动脉专用)","直管型覆膜支架及输送系统(商品名:Hercules)(中主体)","上海微创心脉医疗科技（集团）股份有限公司","913101150512565326","上海微创心脉医疗科技（集团）股份有限公司","C0206050010001102501","0001021","","d131bd1b-6a58-11ea-9dc4-fa163e0a8baf","近端直径：D1（mm）：26、远端直径：D2（mm）：22；覆膜段长度：L1（mm） ：120、裸段长度：L2（mm） ：15","HT2622-120-1500","血管介入治疗类材料","国械注准20153130517","直管型覆膜支架及输送系统(中主体)","是","是",null,"血管支架","f32","cq320000112"]
[676,114,"周围血管介入类","覆膜支架(胸主动脉专用)","直管型覆膜支架及输送系统(商品名:Hercules)(中主体)","上海微创心脉医疗科技（集团）股份有限公司","913101150512565326","上海微创心脉医疗科技（集团）股份有限公司","C0206050010001102501","0001022","","d131bea0-6a58-11ea-9dc4-fa163e0a8baf","近端直径：D1（mm）：34、远端直径：D2（mm）：24；覆膜段长度：L1（mm） ：120、裸段长度：L2（mm） ：20","HT3424-120-2000","血管介入治疗类材料","国械注准20153130517","直管型覆膜支架及输送系统(中主体)","是","是",null,"血管支架","f32","cq320000112"]
[677,114,"周围血管介入类","覆膜支架(胸主动脉专用)","直管型覆膜支架及输送系统(商品名:Hercules)(中主体)","上海微创心脉医疗科技（集团）股份有限公司","913101150512565326","上海微创心脉医疗科技（集团）股份有限公司","C0206050010001102501","0001023","","d131c02c-6a58-11ea-9dc4-fa163e0a8baf","近端直径：D1（mm）：18、远端直径：D2（mm）：22；覆膜段长度：L1（mm） ：110、裸段长度：L2（mm） ：0","HT1822-110-0000","血管介入治疗类材料","国械注准20153130517","直管型覆膜支架及输送系统(中主体)","是","是",null,"血管支架","f32","cq320000112"]
[678,114,"周围血管介入类","覆膜支架(胸主动脉专用)","直管型覆膜支架及输送系统(商品名:Hercules)(中主体)","上海微创心脉医疗科技（集团）股份有限公司","913101150512565326","上海微创心脉医疗科技（集团）股份有限公司","C0206050010001102501","0001024","","d131c1a5-6a58-11ea-9dc4-fa163e0a8baf","近端直径：D1（mm）：44、远端直径：D2（mm）：34；覆膜段长度：L1（mm） ：110、裸段长度：L2（mm） ：15","HT4434-110-1500","血管介入治疗类材料","国械注准20153130517","直管型覆膜支架及输送系统(中主体)","是","是",null,"血管支架","f32","cq320000112"]
[679,114,"周围血管介入类","覆膜支架(胸主动脉专用)","直管型覆膜支架及输送系统(商品名:Hercules)(中主体)","上海微创心脉医疗科技（集团）股份有限公司","913101150512565326","上海微创心脉医疗科技（集团）股份有限公司","C0206050010001102501","0001026","","d131c4b0-6a58-11ea-9dc4-fa163e0a8baf","近端直径：D1（mm）：14、远端直径：D2（mm）：26；覆膜段长度：L1（mm） ：110、裸段长度：L2（mm） ：0","HT1426-110-0000","血管介入治疗类材料","国械注准20153130517","直管型覆膜支架及输送系统(中主体)","是","是",null,"血管支架","f32","cq320000112"]
[680,114,"周围血管介入类","覆膜支架(胸主动脉专用)","直管型覆膜支架及输送系统(商品名:Hercules)(中主体)","上海微创心脉医疗科技（集团）股份有限公司","913101150512565326","上海微创心脉医疗科技（集团）股份有限公司","C0206050010001102501","0001027","","d131c634-6a58-11ea-9dc4-fa163e0a8baf","近端直径：D1（mm）：34、远端直径：D2（mm）：12；覆膜段长度：L1（mm） ：120、裸段长度：L2（mm） ：20","HT3412-120-2000","血管介入治疗类材料","国械注准20153130517","直管型覆膜支架及输送系统(中主体)","是","是",null,"血管支架","f32","cq320000112"]
[681,114,"周围血管介入类","覆膜支架(胸主动脉专用)","直管型覆膜支架及输送系统(商品名:Hercules)(中主体)","上海微创心脉医疗科技（集团）股份有限公司","913101150512565326","上海微创心脉医疗科技（集团）股份有限公司","C0206050010001102501","0001028","","d131c7a7-6a58-11ea-9dc4-fa163e0a8baf","近端直径：D1（mm）：14、远端直径：D2（mm）：16；覆膜段长度：L1（mm） ：110、裸段长度：L2（mm） ：0","HT1416-110-0000","血管介入治疗类材料","国械注准20153130517","直管型覆膜支架及输送系统(中主体)","是","是",null,"血管支架","f32","cq320000112"]
[682,114,"周围血管介入类","覆膜支架(胸主动脉专用)","直管型覆膜支架及输送系统(商品名:Hercules)(中主体)","上海微创心脉医疗科技（集团）股份有限公司","913101150512565326","上海微创心脉医疗科技（集团）股份有限公司","C0206050010001102501","0001029","","d131c921-6a58-11ea-9dc4-fa163e0a8baf","近端直径：D1（mm）：38、远端直径：D2（mm）：34；覆膜段长度：L1（mm） ：130、裸段长度：L2（mm） ：20","HT3834-130-2000","血管介入治疗类材料","国械注准20153130517","直管型覆膜支架及输送系统(中主体)","是","是",null,"血管支架","f32","cq320000112"]
[683,114,"周围血管介入类","覆膜支架(胸主动脉专用)","直管型覆膜支架及输送系统(商品名:Hercules)(中主体)","上海微创心脉医疗科技（集团）股份有限公司","913101150512565326","上海微创心脉医疗科技（集团）股份有限公司","C0206050010001102501","0001030","","d131ca9b-6a58-11ea-9dc4-fa163e0a8baf","近端直径：D1（mm）：28、远端直径：D2（mm）：12；覆膜段长度：L1（mm） ：130、裸段长度：L2（mm） ：15","HT2812-130-1500","血管介入治疗类材料","国械注准20153130517","直管型覆膜支架及输送系统(中主体)","是","是",null,"血管支架","f32","cq320000112"]
[684,114,"周围血管介入类","覆膜支架(胸主动脉专用)","直管型覆膜支架及输送系统(商品名:Hercules)(中主体)","上海微创心脉医疗科技（集团）股份有限公司","913101150512565326","上海微创心脉医疗科技（集团）股份有限公司","C0206050010001102501","0001031","","d131cc0f-6a58-11ea-9dc4-fa163e0a8baf","近端直径：D1（mm）：18、远端直径：D2（mm）：26；覆膜段长度：L1（mm） ：130、裸段长度：L2（mm） ：0","HT1826-130-0000","血管介入治疗类材料","国械注准20153130517","直管型覆膜支架及输送系统(中主体)","是","是",null,"血管支架","f32","cq320000112"]
[685,114,"周围血管介入类","覆膜支架(胸主动脉专用)","直管型覆膜支架及输送系统(商品名:Hercules)(中主体)","上海微创心脉医疗科技（集团）股份有限公司","913101150512565326","上海微创心脉医疗科技（集团）股份有限公司","C0206050010001102501","0001032","","d131cd8b-6a58-11ea-9dc4-fa163e0a8baf","近端直径：D1（mm）：38、远端直径：D2（mm）：26；覆膜段长度：L1（mm） ：120、裸段长度：L2（mm） ：20","HT3826-120-2000","血管介入治疗类材料","国械注准20153130517","直管型覆膜支架及输送系统(中主体)","是","是",null,"血管支架","f32","cq320000112"]
[686,114,"周围血管介入类","覆膜支架(胸主动脉专用)","直管型覆膜支架及输送系统(商品名:Hercules)(中主体)","上海微创心脉医疗科技（集团）股份有限公司","913101150512565326","上海微创心脉医疗科技（集团）股份有限公司","C0206050010001102501","0001033","","d131cf07-6a58-11ea-9dc4-fa163e0a8baf","近端直径：D1（mm）：44、远端直径：D2（mm）：36；覆膜段长度：L1（mm） ：120、裸段长度：L2（mm） ：15","HT4436-120-1500","血管介入治疗类材料","国械注准20153130517","直管型覆膜支架及输送系统(中主体)","是","是",null,"血管支架","f32","cq320000112"]
[687,114,"周围血管介入类","覆膜支架(胸主动脉专用)","直管型覆膜支架及输送系统(商品名:Hercules)(中主体)","上海微创心脉医疗科技（集团）股份有限公司","913101150512565326","上海微创心脉医疗科技（集团）股份有限公司","C0206050010001102501","0001034","","d131d07a-6a58-11ea-9dc4-fa163e0a8baf","近端直径：D1（mm）：44、远端直径：D2（mm）：40；覆膜段长度：L1（mm） ：110、裸段长度：L2（mm） ：15","HT4440-110-1500","血管介入治疗类材料","国械注准20153130517","直管型覆膜支架及输送系统(中主体)","是","是",null,"血管支架","f32","cq320000112"]
[688,114,"周围血管介入类","覆膜支架(胸主动脉专用)","直管型覆膜支架及输送系统(商品名:Hercules)(中主体)","上海微创心脉医疗科技（集团）股份有限公司","913101150512565326","上海微创心脉医疗科技（集团）股份有限公司","C0206050010001102501","0001035","","d131d1fa-6a58-11ea-9dc4-fa163e0a8baf","近端直径：D1（mm）：28、远端直径：D2（mm）：26；覆膜段长度：L1（mm） ：110、裸段长度：L2（mm） ：15","HT2826-110-1500","血管介入治疗类材料","国械注准20153130517","直管型覆膜支架及输送系统(中主体)","是","是",null,"血管支架","f32","cq320000112"]
[689,114,"周围血管介入类","覆膜支架(胸主动脉专用)","直管型覆膜支架及输送系统(商品名:Hercules)(中主体)","上海微创心脉医疗科技（集团）股份有限公司","913101150512565326","上海微创心脉医疗科技（集团）股份有限公司","C0206050010001102501","0001037","","d131d4ec-6a58-11ea-9dc4-fa163e0a8baf","近端直径：D1（mm）：12、远端直径：D2（mm）：16；覆膜段长度：L1（mm） ：120、裸段长度：L2（mm） ：0","HT1216-120-0000","血管介入治疗类材料","国械注准20153130517","直管型覆膜支架及输送系统(中主体)","是","是",null,"血管支架","f32","cq320000112"]
[690,114,"周围血管介入类","覆膜支架(胸主动脉专用)","直管型覆膜支架及输送系统(商品名:Hercules)(中主体)","上海微创心脉医疗科技（集团）股份有限公司","913101150512565326","上海微创心脉医疗科技（集团）股份有限公司","C0206050010001102501","0001038","","d131d8f5-6a58-11ea-9dc4-fa163e0a8baf","近端直径：D1（mm）：42、远端直径：D2（mm）：40；覆膜段长度：L1（mm） ：110、裸段长度：L2（mm） ：20","HT4240-110-2000","血管介入治疗类材料","国械注准20153130517","直管型覆膜支架及输送系统(中主体)","是","是",null,"血管支架","f32","cq320000112"]
[691,114,"周围血管介入类","覆膜支架(胸主动脉专用)","直管型覆膜支架及输送系统(商品名:Hercules)(中主体)","上海微创心脉医疗科技（集团）股份有限公司","913101150512565326","上海微创心脉医疗科技（集团）股份有限公司","C0206050010001102501","0001039","","d131dab0-6a58-11ea-9dc4-fa163e0a8baf","近端直径：D1（mm）：24、远端直径：D2（mm）：22；覆膜段长度：L1（mm） ：110、裸段长度：L2（mm） ：15","HT2422-110-1500","血管介入治疗类材料","国械注准20153130517","直管型覆膜支架及输送系统(中主体)","是","是",null,"血管支架","f32","cq320000112"]
[692,114,"周围血管介入类","覆膜支架(胸主动脉专用)","直管型覆膜支架及输送系统(商品名:Hercules)(中主体)","上海微创心脉医疗科技（集团）股份有限公司","913101150512565326","上海微创心脉医疗科技（集团）股份有限公司","C0206050010001102501","0001040","","d131dc3a-6a58-11ea-9dc4-fa163e0a8baf","近端直径：D1（mm）：42、远端直径：D2（mm）：38；覆膜段长度：L1（mm） ：120、裸段长度：L2（mm） ：20","HT4238-120-2000","血管介入治疗类材料","国械注准20153130517","直管型覆膜支架及输送系统(中主体)","是","是",null,"血管支架","f32","cq320000112"]
[693,114,"周围血管介入类","覆膜支架(胸主动脉专用)","直管型覆膜支架及输送系统(商品名:Hercules)(中主体)","上海微创心脉医疗科技（集团）股份有限公司","913101150512565326","上海微创心脉医疗科技（集团）股份有限公司","C0206050010001102501","0001041","","d131dde9-6a58-11ea-9dc4-fa163e0a8baf","近端直径：D1（mm）：30、远端直径：D2（mm）：18；覆膜段长度：L1（mm） ：130、裸段长度：L2（mm） ：20","HT3018-130-2000","血管介入治疗类材料","国械注准20153130517","直管型覆膜支架及输送系统(中主体)","是","是",null,"血管支架","f32","cq320000112"]
[694,114,"周围血管介入类","覆膜支架(胸主动脉专用)","直管型覆膜支架及输送系统(商品名:Hercules)(中主体)","上海微创心脉医疗科技（集团）股份有限公司","913101150512565326","上海微创心脉医疗科技（集团）股份有限公司","C0206050010001102501","0001042","","d131df7d-6a58-11ea-9dc4-fa163e0a8baf","近端直径：D1（mm）：34、远端直径：D2（mm）：16；覆膜段长度：L1（mm） ：130、裸段长度：L2（mm） ：20","HT3416-130-2000","血管介入治疗类材料","国械注准20153130517","直管型覆膜支架及输送系统(中主体)","是","是",null,"血管支架","f32","cq320000112"]
[695,114,"周围血管介入类","覆膜支架(胸主动脉专用)","直管型覆膜支架及输送系统(商品名:Hercules)(中主体)","上海微创心脉医疗科技（集团）股份有限公司","913101150512565326","上海微创心脉医疗科技（集团）股份有限公司","C0206050010001102501","0001043","","d131e256-6a58-11ea-9dc4-fa163e0a8baf","近端直径：D1（mm）：28、远端直径：D2（mm）：26；覆膜段长度：L1（mm） ：120、裸段长度：L2（mm） ：15","HT2826-120-1500","血管介入治疗类材料","国械注准20153130517","直管型覆膜支架及输送系统(中主体)","是","是",null,"血管支架","f32","cq320000112"]
[696,114,"周围血管介入类","覆膜支架(胸主动脉专用)","直管型覆膜支架及输送系统(商品名:Hercules)(中主体)","上海微创心脉医疗科技（集团）股份有限公司","913101150512565326","上海微创心脉医疗科技（集团）股份有限公司","C0206050010001102501","0001044","","d131e3dd-6a58-11ea-9dc4-fa163e0a8baf","近端直径：D1（mm）：34、远端直径：D2（mm）：24；覆膜段长度：L1（mm） ：130、裸段长度：L2（mm） ：20","HT3424-130-2000","血管介入治疗类材料","国械注准20153130517","直管型覆膜支架及输送系统(中主体)","是","是",null,"血管支架","f32","cq320000112"]
[697,114,"周围血管介入类","覆膜支架(胸主动脉专用)","直管型覆膜支架及输送系统(商品名:Hercules)(中主体)","上海微创心脉医疗科技（集团）股份有限公司","913101150512565326","上海微创心脉医疗科技（集团）股份有限公司","C0206050010001102501","0001045","","d131e565-6a58-11ea-9dc4-fa163e0a8baf","近端直径：D1（mm）：26、远端直径：D2（mm）：24；覆膜段长度：L1（mm） ：130、裸段长度：L2（mm） ：15","HT2624-130-1500","血管介入治疗类材料","国械注准20153130517","直管型覆膜支架及输送系统(中主体)","是","是",null,"血管支架","f32","cq320000112"]
[698,114,"周围血管介入类","覆膜支架(胸主动脉专用)","直管型覆膜支架及输送系统(商品名:Hercules)(中主体)","上海微创心脉医疗科技（集团）股份有限公司","913101150512565326","上海微创心脉医疗科技（集团）股份有限公司","C0206050010001102501","0001046","","d131e6dd-6a58-11ea-9dc4-fa163e0a8baf","近端直径：D1（mm）：34、远端直径：D2（mm）：30；覆膜段长度：L1（mm） ：130、裸段长度：L2（mm） ：20","HT3430-130-2000","血管介入治疗类材料","国械注准20153130517","直管型覆膜支架及输送系统(中主体)","是","是",null,"血管支架","f32","cq320000112"]
[699,114,"周围血管介入类","覆膜支架(胸主动脉专用)","直管型覆膜支架及输送系统(商品名:Hercules)(中主体)","上海微创心脉医疗科技（集团）股份有限公司","913101150512565326","上海微创心脉医疗科技（集团）股份有限公司","C0206050010001102501","0001047","","d131e866-6a58-11ea-9dc4-fa163e0a8baf","近端直径：D1（mm）：44、远端直径：D2（mm）：36；覆膜段长度：L1（mm） ：130、裸段长度：L2（mm） ：20","HT4436-130-2000","血管介入治疗类材料","国械注准20153130517","直管型覆膜支架及输送系统(中主体)","是","是",null,"血管支架","f32","cq320000112"]
[700,114,"周围血管介入类","覆膜支架(胸主动脉专用)","直管型覆膜支架及输送系统(商品名:Hercules)(中主体)","上海微创心脉医疗科技（集团）股份有限公司","913101150512565326","上海微创心脉医疗科技（集团）股份有限公司","C0206050010001102501","0001048","","d131e9ee-6a58-11ea-9dc4-fa163e0a8baf","近端直径：D1（mm）：32、远端直径：D2（mm）：24；覆膜段长度：L1（mm） ：110、裸段长度：L2（mm） ：20","HT3224-110-2000","血管介入治疗类材料","国械注准20153130517","直管型覆膜支架及输送系统(中主体)","是","是",null,"血管支架","f32","cq320000112"]
[701,114,"周围血管介入类","覆膜支架(胸主动脉专用)","直管型覆膜支架及输送系统(商品名:Hercules)(中主体)","上海微创心脉医疗科技（集团）股份有限公司","913101150512565326","上海微创心脉医疗科技（集团）股份有限公司","C0206050010001102501","0001049","","d131eb69-6a58-11ea-9dc4-fa163e0a8baf","近端直径：D1（mm）：44、远端直径：D2（mm）：32；覆膜段长度：L1（mm） ：120、裸段长度：L2（mm） ：15","HT4432-120-1500","血管介入治疗类材料","国械注准20153130517","直管型覆膜支架及输送系统(中主体)","是","是",null,"血管支架","f32","cq320000112"]
[702,114,"周围血管介入类","覆膜支架(胸主动脉专用)","直管型覆膜支架及输送系统(商品名:Hercules)(中主体)","上海微创心脉医疗科技（集团）股份有限公司","913101150512565326","上海微创心脉医疗科技（集团）股份有限公司","C0206050010001102501","0001050","","d131ecf9-6a58-11ea-9dc4-fa163e0a8baf","近端直径：D1（mm）：14、远端直径：D2（mm）：16；覆膜段长度：L1（mm） ：120、裸段长度：L2（mm） ：0","HT1416-120-0000","血管介入治疗类材料","国械注准20153130517","直管型覆膜支架及输送系统(中主体)","是","是",null,"血管支架","f32","cq320000112"]
[703,114,"周围血管介入类","覆膜支架(胸主动脉专用)","直管型覆膜支架及输送系统(商品名:Hercules)(中主体)","上海微创心脉医疗科技（集团）股份有限公司","913101150512565326","上海微创心脉医疗科技（集团）股份有限公司","C0206050010001102501","0001051","","d131ee77-6a58-11ea-9dc4-fa163e0a8baf","近端直径：D1（mm）：28、远端直径：D2（mm）：24；覆膜段长度：L1（mm） ：130、裸段长度：L2（mm） ：15","HT2824-130-1500","血管介入治疗类材料","国械注准20153130517","直管型覆膜支架及输送系统(中主体)","是","是",null,"血管支架","f32","cq320000112"]
[704,114,"周围血管介入类","覆膜支架(胸主动脉专用)","直管型覆膜支架及输送系统(商品名:Hercules)(中主体)","上海微创心脉医疗科技（集团）股份有限公司","913101150512565326","上海微创心脉医疗科技（集团）股份有限公司","C0206050010001102501","0001052","","d131eff9-6a58-11ea-9dc4-fa163e0a8baf","近端直径：D1（mm）：12、远端直径：D2（mm）：20；覆膜段长度：L1（mm） ：110、裸段长度：L2（mm） ：0","HT1220-110-0000","血管介入治疗类材料","国械注准20153130517","直管型覆膜支架及输送系统(中主体)","是","是",null,"血管支架","f32","cq320000112"]
[705,114,"周围血管介入类","覆膜支架(胸主动脉专用)","直管型覆膜支架及输送系统(商品名:Hercules)(中主体)","上海微创心脉医疗科技（集团）股份有限公司","913101150512565326","上海微创心脉医疗科技（集团）股份有限公司","C0206050010001102501","0001053","","d131f171-6a58-11ea-9dc4-fa163e0a8baf","近端直径：D1（mm）：14、远端直径：D2（mm）：26；覆膜段长度：L1（mm） ：130、裸段长度：L2（mm） ：0","HT1426-130-0000","血管介入治疗类材料","国械注准20153130517","直管型覆膜支架及输送系统(中主体)","是","是",null,"血管支架","f32","cq320000112"]
[706,114,"周围血管介入类","覆膜支架(胸主动脉专用)","直管型覆膜支架及输送系统(商品名:Hercules)(中主体)","上海微创心脉医疗科技（集团）股份有限公司","913101150512565326","上海微创心脉医疗科技（集团）股份有限公司","C0206050010001102501","0001054","","d131f2e5-6a58-11ea-9dc4-fa163e0a8baf","近端直径：D1（mm）：14、远端直径：D2（mm）：24；覆膜段长度：L1（mm） ：120、裸段长度：L2（mm） ：0","HT1424-120-0000","血管介入治疗类材料","国械注准20153130517","直管型覆膜支架及输送系统(中主体)","是","是",null,"血管支架","f32","cq320000112"]
[707,114,"周围血管介入类","覆膜支架(胸主动脉专用)","直管型覆膜支架及输送系统(商品名:Hercules)(中主体)","上海微创心脉医疗科技（集团）股份有限公司","913101150512565326","上海微创心脉医疗科技（集团）股份有限公司","C0206050010001102501","0001055","","d131f466-6a58-11ea-9dc4-fa163e0a8baf","近端直径：D1（mm）：38、远端直径：D2（mm）：30；覆膜段长度：L1（mm） ：120、裸段长度：L2（mm） ：15","HT3830-120-1500","血管介入治疗类材料","国械注准20153130517","直管型覆膜支架及输送系统(中主体)","是","是",null,"血管支架","f32","cq320000112"]
[708,114,"周围血管介入类","覆膜支架(胸主动脉专用)","直管型覆膜支架及输送系统(商品名:Hercules)(中主体)","上海微创心脉医疗科技（集团）股份有限公司","913101150512565326","上海微创心脉医疗科技（集团）股份有限公司","C0206050010001102501","0001056","","d131f5dc-6a58-11ea-9dc4-fa163e0a8baf","近端直径：D1（mm）：14、远端直径：D2（mm）：24；覆膜段长度：L1（mm） ：110、裸段长度：L2（mm） ：0","HT1424-110-0000","血管介入治疗类材料","国械注准20153130517","直管型覆膜支架及输送系统(中主体)","是","是",null,"血管支架","f32","cq320000112"]
[709,114,"周围血管介入类","覆膜支架(胸主动脉专用)","直管型覆膜支架及输送系统(商品名:Hercules)(中主体)","上海微创心脉医疗科技（集团）股份有限公司","913101150512565326","上海微创心脉医疗科技（集团）股份有限公司","C0206050010001102501","0001057","","d131f754-6a58-11ea-9dc4-fa163e0a8baf","近端直径：D1（mm）：16、远端直径：D2（mm）：24；覆膜段长度：L1（mm） ：130、裸段长度：L2（mm） ：0","HT1624-130-0000","血管介入治疗类材料","国械注准20153130517","直管型覆膜支架及输送系统(中主体)","是","是",null,"血管支架","f32","cq320000112"]
[710,114,"周围血管介入类","覆膜支架(胸主动脉专用)","直管型覆膜支架及输送系统(商品名:Hercules)(中主体)","上海微创心脉医疗科技（集团）股份有限公司","913101150512565326","上海微创心脉医疗科技（集团）股份有限公司","C0206050010001102501","0001058","","d131f8cd-6a58-11ea-9dc4-fa163e0a8baf","近端直径：D1（mm）：16、远端直径：D2（mm）：12；覆膜段长度：L1（mm） ：110、裸段长度：L2（mm） ：0","HT1612-110-0000","血管介入治疗类材料","国械注准20153130517","直管型覆膜支架及输送系统(中主体)","是","是",null,"血管支架","f32","cq320000112"]
[711,114,"周围血管介入类","覆膜支架(胸主动脉专用)","直管型覆膜支架及输送系统(商品名:Hercules)(中主体)","上海微创心脉医疗科技（集团）股份有限公司","913101150512565326","上海微创心脉医疗科技（集团）股份有限公司","C0206050010001102501","0001059","","d131fa71-6a58-11ea-9dc4-fa163e0a8baf","近端直径：D1（mm）：18、远端直径：D2（mm）：20；覆膜段长度：L1（mm） ：120、裸段长度：L2（mm） ：0","HT1820-120-0000","血管介入治疗类材料","国械注准20153130517","直管型覆膜支架及输送系统(中主体)","是","是",null,"血管支架","f32","cq320000112"]
[712,114,"周围血管介入类","覆膜支架(胸主动脉专用)","直管型覆膜支架及输送系统(商品名:Hercules)(中主体)","上海微创心脉医疗科技（集团）股份有限公司","913101150512565326","上海微创心脉医疗科技（集团）股份有限公司","C0206050010001102501","0001060","","d131fbec-6a58-11ea-9dc4-fa163e0a8baf","近端直径：D1（mm）：28、远端直径：D2（mm）：22；覆膜段长度：L1（mm） ：120、裸段长度：L2（mm） ：15","HT2822-120-1500","血管介入治疗类材料","国械注准20153130517","直管型覆膜支架及输送系统(中主体)","是","是",null,"血管支架","f32","cq320000112"]
[713,114,"周围血管介入类","覆膜支架(胸主动脉专用)","直管型覆膜支架及输送系统(商品名:Hercules)(中主体)","上海微创心脉医疗科技（集团）股份有限公司","913101150512565326","上海微创心脉医疗科技（集团）股份有限公司","C0206050010001102501","0001061","","d131fd71-6a58-11ea-9dc4-fa163e0a8baf","近端直径：D1（mm）：32、远端直径：D2（mm）：26；覆膜段长度：L1（mm） ：110、裸段长度：L2（mm） ：20","HT3226-110-2000","血管介入治疗类材料","国械注准20153130517","直管型覆膜支架及输送系统(中主体)","是","是",null,"血管支架","f32","cq320000112"]
[714,114,"周围血管介入类","覆膜支架(胸主动脉专用)","直管型覆膜支架及输送系统(商品名:Hercules)(中主体)","上海微创心脉医疗科技（集团）股份有限公司","913101150512565326","上海微创心脉医疗科技（集团）股份有限公司","C0206050010001102501","0001062","","d131fee4-6a58-11ea-9dc4-fa163e0a8baf","近端直径：D1（mm）：44、远端直径：D2（mm）：38；覆膜段长度：L1（mm） ：130、裸段长度：L2（mm） ：15","HT4438-130-1500","血管介入治疗类材料","国械注准20153130517","直管型覆膜支架及输送系统(中主体)","是","是",null,"血管支架","f32","cq320000112"]
[715,114,"周围血管介入类","覆膜支架(胸主动脉专用)","直管型覆膜支架及输送系统(商品名:Hercules)(中主体)","上海微创心脉医疗科技（集团）股份有限公司","913101150512565326","上海微创心脉医疗科技（集团）股份有限公司","C0206050010001102501","0001063","","d132009d-6a58-11ea-9dc4-fa163e0a8baf","近端直径：D1（mm）：26、远端直径：D2（mm）：20；覆膜段长度：L1（mm） ：120、裸段长度：L2（mm） ：15","HT2620-120-1500","血管介入治疗类材料","国械注准20153130517","直管型覆膜支架及输送系统(中主体)","是","是",null,"血管支架","f32","cq320000112"]
[716,114,"周围血管介入类","覆膜支架(胸主动脉专用)","直管型覆膜支架及输送系统(商品名:Hercules)(中主体)","上海微创心脉医疗科技（集团）股份有限公司","913101150512565326","上海微创心脉医疗科技（集团）股份有限公司","C0206050010001102501","0001064","","d1320246-6a58-11ea-9dc4-fa163e0a8baf","近端直径：D1（mm）：40、远端直径：D2（mm）：30；覆膜段长度：L1（mm） ：130、裸段长度：L2（mm） ：15","HT4030-130-1500","血管介入治疗类材料","国械注准20153130517","直管型覆膜支架及输送系统(中主体)","是","是",null,"血管支架","f32","cq320000112"]
[717,114,"周围血管介入类","覆膜支架(胸主动脉专用)","直管型覆膜支架及输送系统(商品名:Hercules)(中主体)","上海微创心脉医疗科技（集团）股份有限公司","913101150512565326","上海微创心脉医疗科技（集团）股份有限公司","C0206050010001102501","0001065","","d13203c5-6a58-11ea-9dc4-fa163e0a8baf","近端直径：D1（mm）：38、远端直径：D2（mm）：34；覆膜段长度：L1（mm） ：110、裸段长度：L2（mm） ：20","HT3834-110-2000","血管介入治疗类材料","国械注准20153130517","直管型覆膜支架及输送系统(中主体)","是","是",null,"血管支架","f32","cq320000112"]
[718,114,"周围血管介入类","覆膜支架(胸主动脉专用)","直管型覆膜支架及输送系统(商品名:Hercules)(中主体)","上海微创心脉医疗科技（集团）股份有限公司","913101150512565326","上海微创心脉医疗科技（集团）股份有限公司","C0206050010001102501","0001066","","d1320575-6a58-11ea-9dc4-fa163e0a8baf","近端直径：D1（mm）：14、远端直径：D2（mm）：26；覆膜段长度：L1（mm） ：120、裸段长度：L2（mm） ：0","HT1426-120-0000","血管介入治疗类材料","国械注准20153130517","直管型覆膜支架及输送系统(中主体)","是","是",null,"血管支架","f32","cq320000112"]
[719,114,"周围血管介入类","覆膜支架(胸主动脉专用)","直管型覆膜支架及输送系统(商品名:Hercules)(中主体)","上海微创心脉医疗科技（集团）股份有限公司","913101150512565326","上海微创心脉医疗科技（集团）股份有限公司","C0206050010001102501","0001067","","d13206f3-6a58-11ea-9dc4-fa163e0a8baf","近端直径：D1（mm）：42、远端直径：D2（mm）：36；覆膜段长度：L1（mm） ：130、裸段长度：L2（mm） ：20","HT4236-130-2000","血管介入治疗类材料","国械注准20153130517","直管型覆膜支架及输送系统(中主体)","是","是",null,"血管支架","f32","cq320000112"]
[720,114,"周围血管介入类","覆膜支架(胸主动脉专用)","直管型覆膜支架及输送系统(商品名:Hercules)(中主体)","上海微创心脉医疗科技（集团）股份有限公司","913101150512565326","上海微创心脉医疗科技（集团）股份有限公司","C0206050010001102501","0001068","","d1320861-6a58-11ea-9dc4-fa163e0a8baf","近端直径：D1（mm）：32、远端直径：D2（mm）：22；覆膜段长度：L1（mm） ：120、裸段长度：L2（mm） ：20","HT3222-120-2000","血管介入治疗类材料","国械注准20153130517","直管型覆膜支架及输送系统(中主体)","是","是",null,"血管支架","f32","cq320000112"]
[721,114,"周围血管介入类","覆膜支架(胸主动脉专用)","直管型覆膜支架及输送系统(商品名:Hercules)(中主体)","上海微创心脉医疗科技（集团）股份有限公司","913101150512565326","上海微创心脉医疗科技（集团）股份有限公司","C0206050010001102501","0001069","","d13209e4-6a58-11ea-9dc4-fa163e0a8baf","近端直径：D1（mm）：32、远端直径：D2（mm）：28；覆膜段长度：L1（mm） ：120、裸段长度：L2（mm） ：20","HT3228-120-2000","血管介入治疗类材料","国械注准20153130517","直管型覆膜支架及输送系统(中主体)","是","是",null,"血管支架","f32","cq320000112"]
[722,114,"周围血管介入类","覆膜支架(胸主动脉专用)","直管型覆膜支架及输送系统(商品名:Hercules)(中主体)","上海微创心脉医疗科技（集团）股份有限公司","913101150512565326","上海微创心脉医疗科技（集团）股份有限公司","C0206050010001102501","0001070","","d1320b51-6a58-11ea-9dc4-fa163e0a8baf","近端直径：D1（mm）：34、远端直径：D2（mm）：22；覆膜段长度：L1（mm） ：120、裸段长度：L2（mm） ：20","HT3422-120-2000","血管介入治疗类材料","国械注准20153130517","直管型覆膜支架及输送系统(中主体)","是","是",null,"血管支架","f32","cq320000112"]
[723,114,"周围血管介入类","覆膜支架(胸主动脉专用)","直管型覆膜支架及输送系统(商品名:Hercules)(中主体)","上海微创心脉医疗科技（集团）股份有限公司","913101150512565326","上海微创心脉医疗科技（集团）股份有限公司","C0206050010001102501","0001071","","d1320cc7-6a58-11ea-9dc4-fa163e0a8baf","近端直径：D1（mm）：38、远端直径：D2（mm）：30；覆膜段长度：L1（mm） ：110、裸段长度：L2（mm） ：15","HT3830-110-1500","血管介入治疗类材料","国械注准20153130517","直管型覆膜支架及输送系统(中主体)","是","是",null,"血管支架","f32","cq320000112"]
[724,114,"周围血管介入类","覆膜支架(胸主动脉专用)","直管型覆膜支架及输送系统(商品名:Hercules)(中主体)","上海微创心脉医疗科技（集团）股份有限公司","913101150512565326","上海微创心脉医疗科技（集团）股份有限公司","C0206050010001102501","0001072","","d1320e37-6a58-11ea-9dc4-fa163e0a8baf","近端直径：D1（mm）：24、远端直径：D2（mm）：20；覆膜段长度：L1（mm） ：130、裸段长度：L2（mm） ：15","HT2420-130-1500","血管介入治疗类材料","国械注准20153130517","直管型覆膜支架及输送系统(中主体)","是","是",null,"血管支架","f32","cq320000112"]
[725,114,"周围血管介入类","覆膜支架(胸主动脉专用)","直管型覆膜支架及输送系统(商品名:Hercules)(中主体)","上海微创心脉医疗科技（集团）股份有限公司","913101150512565326","上海微创心脉医疗科技（集团）股份有限公司","C0206050010001102501","0001073","","d1320fad-6a58-11ea-9dc4-fa163e0a8baf","近端直径：D1（mm）：44、远端直径：D2（mm）：36；覆膜段长度：L1（mm） ：110、裸段长度：L2（mm） ：15","HT4436-110-1500","血管介入治疗类材料","国械注准20153130517","直管型覆膜支架及输送系统(中主体)","是","是",null,"血管支架","f32","cq320000112"]
[726,114,"周围血管介入类","覆膜支架(胸主动脉专用)","直管型覆膜支架及输送系统(商品名:Hercules)(中主体)","上海微创心脉医疗科技（集团）股份有限公司","913101150512565326","上海微创心脉医疗科技（集团）股份有限公司","C0206050010001102501","0001074","","d1321124-6a58-11ea-9dc4-fa163e0a8baf","近端直径：D1（mm）：38、远端直径：D2（mm）：28；覆膜段长度：L1（mm） ：120、裸段长度：L2（mm） ：20","HT3828-120-2000","血管介入治疗类材料","国械注准20153130517","直管型覆膜支架及输送系统(中主体)","是","是",null,"血管支架","f32","cq320000112"]
[727,114,"周围血管介入类","覆膜支架(胸主动脉专用)","直管型覆膜支架及输送系统(商品名:Hercules)(中主体)","上海微创心脉医疗科技（集团）股份有限公司","913101150512565326","上海微创心脉医疗科技（集团）股份有限公司","C0206050010001102501","0001075","","d132129a-6a58-11ea-9dc4-fa163e0a8baf","近端直径：D1（mm）：30、远端直径：D2（mm）：24；覆膜段长度：L1（mm） ：120、裸段长度：L2（mm） ：20","HT3024-120-2000","血管介入治疗类材料","国械注准20153130517","直管型覆膜支架及输送系统(中主体)","是","是",null,"血管支架","f32","cq320000112"]
[728,114,"周围血管介入类","覆膜支架(胸主动脉专用)","直管型覆膜支架及输送系统(商品名:Hercules)(中主体)","上海微创心脉医疗科技（集团）股份有限公司","913101150512565326","上海微创心脉医疗科技（集团）股份有限公司","C0206050010001102501","0001076","","d1321407-6a58-11ea-9dc4-fa163e0a8baf","近端直径：D1（mm）：34、远端直径：D2（mm）：30；覆膜段长度：L1（mm） ：110、裸段长度：L2（mm） ：20","HT3430-110-2000","血管介入治疗类材料","国械注准20153130517","直管型覆膜支架及输送系统(中主体)","是","是",null,"血管支架","f32","cq320000112"]
[729,114,"周围血管介入类","覆膜支架(胸主动脉专用)","直管型覆膜支架及输送系统(商品名:Hercules)(中主体)","上海微创心脉医疗科技（集团）股份有限公司","913101150512565326","上海微创心脉医疗科技（集团）股份有限公司","C0206050010001102501","0001077","","d132166a-6a58-11ea-9dc4-fa163e0a8baf","近端直径：D1（mm）：40、远端直径：D2（mm）：38；覆膜段长度：L1（mm） ：130、裸段长度：L2（mm） ：15","HT4038-130-1500","血管介入治疗类材料","国械注准20153130517","直管型覆膜支架及输送系统(中主体)","是","是",null,"血管支架","f32","cq320000112"]
[730,114,"周围血管介入类","覆膜支架(胸主动脉专用)","直管型覆膜支架及输送系统(商品名:Hercules)(中主体)","上海微创心脉医疗科技（集团）股份有限公司","913101150512565326","上海微创心脉医疗科技（集团）股份有限公司","C0206050010001102501","0001078","","d13217f5-6a58-11ea-9dc4-fa163e0a8baf","近端直径：D1（mm）：26、远端直径：D2（mm）：18；覆膜段长度：L1（mm） ：120、裸段长度：L2（mm） ：15","HT2618-120-1500","血管介入治疗类材料","国械注准20153130517","直管型覆膜支架及输送系统(中主体)","是","是",null,"血管支架","f32","cq320000112"]
[731,114,"周围血管介入类","覆膜支架(胸主动脉专用)","直管型覆膜支架及输送系统(商品名:Hercules)(中主体)","上海微创心脉医疗科技（集团）股份有限公司","913101150512565326","上海微创心脉医疗科技（集团）股份有限公司","C0206050010001102501","0001079","","d1321975-6a58-11ea-9dc4-fa163e0a8baf","近端直径：D1（mm）：14、远端直径：D2（mm）：24；覆膜段长度：L1（mm） ：130、裸段长度：L2（mm） ：0","HT1424-130-0000","血管介入治疗类材料","国械注准20153130517","直管型覆膜支架及输送系统(中主体)","是","是",null,"血管支架","f32","cq320000112"]
[732,114,"周围血管介入类","覆膜支架(胸主动脉专用)","直管型覆膜支架及输送系统(商品名:Hercules)(中主体)","上海微创心脉医疗科技（集团）股份有限公司","913101150512565326","上海微创心脉医疗科技（集团）股份有限公司","C0206050010001102501","0001080","","d1321c59-6a58-11ea-9dc4-fa163e0a8baf","近端直径：D1（mm）：30、远端直径：D2（mm）：22；覆膜段长度：L1（mm） ：110、裸段长度：L2（mm） ：20","HT3022-110-2000","血管介入治疗类材料","国械注准20153130517","直管型覆膜支架及输送系统(中主体)","是","是",null,"血管支架","f32","cq320000112"]
[733,114,"周围血管介入类","覆膜支架(胸主动脉专用)","直管型覆膜支架及输送系统(商品名:Hercules)(中主体)","上海微创心脉医疗科技（集团）股份有限公司","913101150512565326","上海微创心脉医疗科技（集团）股份有限公司","C0206050010001102501","0001081","","d1321ddd-6a58-11ea-9dc4-fa163e0a8baf","近端直径：D1（mm）：34、远端直径：D2（mm）：26；覆膜段长度：L1（mm） ：120、裸段长度：L2（mm） ：20","HT3426-120-2000","血管介入治疗类材料","国械注准20153130517","直管型覆膜支架及输送系统(中主体)","是","是",null,"血管支架","f32","cq320000112"]
[734,114,"周围血管介入类","覆膜支架(胸主动脉专用)","直管型覆膜支架及输送系统(商品名:Hercules)(中主体)","上海微创心脉医疗科技（集团）股份有限公司","913101150512565326","上海微创心脉医疗科技（集团）股份有限公司","C0206050010001102501","0001082","","d13221f6-6a58-11ea-9dc4-fa163e0a8baf","近端直径：D1（mm）：30、远端直径：D2（mm）：12；覆膜段长度：L1（mm） ：120、裸段长度：L2（mm） ：20","HT3012-120-2000","血管介入治疗类材料","国械注准20153130517","直管型覆膜支架及输送系统(中主体)","是","是",null,"血管支架","f32","cq320000112"]
[735,114,"周围血管介入类","覆膜支架(胸主动脉专用)","直管型覆膜支架及输送系统(商品名:Hercules)(中主体)","上海微创心脉医疗科技（集团）股份有限公司","913101150512565326","上海微创心脉医疗科技（集团）股份有限公司","C0206050010001102501","0001083","","d132268b-6a58-11ea-9dc4-fa163e0a8baf","近端直径：D1（mm）：44、远端直径：D2（mm）：32；覆膜段长度：L1（mm） ：120、裸段长度：L2（mm） ：20","HT4432-120-2000","血管介入治疗类材料","国械注准20153130517","直管型覆膜支架及输送系统(中主体)","是","是",null,"血管支架","f32","cq320000112"]
[736,114,"周围血管介入类","覆膜支架(胸主动脉专用)","直管型覆膜支架及输送系统(商品名:Hercules)(中主体)","上海微创心脉医疗科技（集团）股份有限公司","913101150512565326","上海微创心脉医疗科技（集团）股份有限公司","C0206050010001102501","0001084","","d13227f9-6a58-11ea-9dc4-fa163e0a8baf","近端直径：D1（mm）：20、远端直径：D2（mm）：16；覆膜段长度：L1（mm） ：120、裸段长度：L2（mm） ：15","HT2016-120-1500","血管介入治疗类材料","国械注准20153130517","直管型覆膜支架及输送系统(中主体)","是","是",null,"血管支架","f32","cq320000112"]
[737,114,"周围血管介入类","覆膜支架(胸主动脉专用)","直管型覆膜支架及输送系统(商品名:Hercules)(中主体)","上海微创心脉医疗科技（集团）股份有限公司","913101150512565326","上海微创心脉医疗科技（集团）股份有限公司","C0206050010001102501","0001086","","d1322b34-6a58-11ea-9dc4-fa163e0a8baf","近端直径：D1（mm）：14、远端直径：D2（mm）：12；覆膜段长度：L1（mm） ：120、裸段长度：L2（mm） ：0","HT1412-120-0000","血管介入治疗类材料","国械注准20153130517","直管型覆膜支架及输送系统(中主体)","是","是",null,"血管支架","f32","cq320000112"]
[738,114,"周围血管介入类","覆膜支架(胸主动脉专用)","直管型覆膜支架及输送系统(商品名:Hercules)(中主体)","上海微创心脉医疗科技（集团）股份有限公司","913101150512565326","上海微创心脉医疗科技（集团）股份有限公司","C0206050010001102501","0001087","","d1322c7f-6a58-11ea-9dc4-fa163e0a8baf","近端直径：D1（mm）：34、远端直径：D2（mm）：18；覆膜段长度：L1（mm） ：130、裸段长度：L2（mm） ：20","HT3418-130-2000","血管介入治疗类材料","国械注准20153130517","直管型覆膜支架及输送系统(中主体)","是","是",null,"血管支架","f32","cq320000112"]
[739,114,"周围血管介入类","覆膜支架(胸主动脉专用)","直管型覆膜支架及输送系统(商品名:Hercules)(中主体)","上海微创心脉医疗科技（集团）股份有限公司","913101150512565326","上海微创心脉医疗科技（集团）股份有限公司","C0206050010001102501","0001088","","d1322dab-6a58-11ea-9dc4-fa163e0a8baf","近端直径：D1（mm）：40、远端直径：D2（mm）：32；覆膜段长度：L1（mm） ：120、裸段长度：L2（mm） ：15","HT4032-120-1500","血管介入治疗类材料","国械注准20153130517","直管型覆膜支架及输送系统(中主体)","是","是",null,"血管支架","f32","cq320000112"]
[740,114,"周围血管介入类","覆膜支架(胸主动脉专用)","直管型覆膜支架及输送系统(商品名:Hercules)(中主体)","上海微创心脉医疗科技（集团）股份有限公司","913101150512565326","上海微创心脉医疗科技（集团）股份有限公司","C0206050010001102501","0001089","","d1322ee0-6a58-11ea-9dc4-fa163e0a8baf","近端直径：D1（mm）：36、远端直径：D2（mm）：32；覆膜段长度：L1（mm） ：130、裸段长度：L2（mm） ：20","HT3632-130-2000","血管介入治疗类材料","国械注准20153130517","直管型覆膜支架及输送系统(中主体)","是","是",null,"血管支架","f32","cq320000112"]
[741,114,"周围血管介入类","覆膜支架(胸主动脉专用)","直管型覆膜支架及输送系统(商品名:Hercules)(中主体)","上海微创心脉医疗科技（集团）股份有限公司","913101150512565326","上海微创心脉医疗科技（集团）股份有限公司","C0206050010001102501","0001090","","d1323017-6a58-11ea-9dc4-fa163e0a8baf","近端直径：D1（mm）：36、远端直径：D2（mm）：26；覆膜段长度：L1（mm） ：120、裸段长度：L2（mm） ：20","HT3626-120-2000","血管介入治疗类材料","国械注准20153130517","直管型覆膜支架及输送系统(中主体)","是","是",null,"血管支架","f32","cq320000112"]
[742,114,"周围血管介入类","覆膜支架(胸主动脉专用)","直管型覆膜支架及输送系统(商品名:Hercules)(中主体)","上海微创心脉医疗科技（集团）股份有限公司","913101150512565326","上海微创心脉医疗科技（集团）股份有限公司","C0206050010001102501","0001091","","d1323156-6a58-11ea-9dc4-fa163e0a8baf","近端直径：D1（mm）：26、远端直径：D2（mm）：22；覆膜段长度：L1（mm） ：130、裸段长度：L2（mm） ：15","HT2622-130-1500","血管介入治疗类材料","国械注准20153130517","直管型覆膜支架及输送系统(中主体)","是","是",null,"血管支架","f32","cq320000112"]
[743,114,"周围血管介入类","覆膜支架(胸主动脉专用)","直管型覆膜支架及输送系统(商品名:Hercules)(中主体)","上海微创心脉医疗科技（集团）股份有限公司","913101150512565326","上海微创心脉医疗科技（集团）股份有限公司","C0206050010001102501","0001092","","d1323286-6a58-11ea-9dc4-fa163e0a8baf","近端直径：D1（mm）：42、远端直径：D2（mm）：38；覆膜段长度：L1（mm） ：110、裸段长度：L2（mm） ：15","HT4238-110-1500","血管介入治疗类材料","国械注准20153130517","直管型覆膜支架及输送系统(中主体)","是","是",null,"血管支架","f32","cq320000112"]
[744,114,"周围血管介入类","覆膜支架(胸主动脉专用)","直管型覆膜支架及输送系统(商品名:Hercules)(中主体)","上海微创心脉医疗科技（集团）股份有限公司","913101150512565326","上海微创心脉医疗科技（集团）股份有限公司","C0206050010001102501","0001093","","d13233bc-6a58-11ea-9dc4-fa163e0a8baf","近端直径：D1（mm）：40、远端直径：D2（mm）：36；覆膜段长度：L1（mm） ：120、裸段长度：L2（mm） ：20","HT4036-120-2000","血管介入治疗类材料","国械注准20153130517","直管型覆膜支架及输送系统(中主体)","是","是",null,"血管支架","f32","cq320000112"]
[745,114,"周围血管介入类","覆膜支架(胸主动脉专用)","直管型覆膜支架及输送系统(商品名:Hercules)(中主体)","上海微创心脉医疗科技（集团）股份有限公司","913101150512565326","上海微创心脉医疗科技（集团）股份有限公司","C0206050010001102501","0001094","","d13234e1-6a58-11ea-9dc4-fa163e0a8baf","近端直径：D1（mm）：22、远端直径：D2（mm）：16；覆膜段长度：L1（mm） ：130、裸段长度：L2（mm） ：15","HT2216-130-1500","血管介入治疗类材料","国械注准20153130517","直管型覆膜支架及输送系统(中主体)","是","是",null,"血管支架","f32","cq320000112"]
[746,114,"周围血管介入类","覆膜支架(胸主动脉专用)","直管型覆膜支架及输送系统(商品名:Hercules)(中主体)","上海微创心脉医疗科技（集团）股份有限公司","913101150512565326","上海微创心脉医疗科技（集团）股份有限公司","C0206050010001102501","0001095","","d132360c-6a58-11ea-9dc4-fa163e0a8baf","近端直径：D1（mm）：40、远端直径：D2（mm）：32；覆膜段长度：L1（mm） ：110、裸段长度：L2（mm） ：15","HT4032-110-1500","血管介入治疗类材料","国械注准20153130517","直管型覆膜支架及输送系统(中主体)","是","是",null,"血管支架","f32","cq320000112"]
[747,114,"周围血管介入类","覆膜支架(胸主动脉专用)","直管型覆膜支架及输送系统(商品名:Hercules)(中主体)","上海微创心脉医疗科技（集团）股份有限公司","913101150512565326","上海微创心脉医疗科技（集团）股份有限公司","C0206050010001102501","0001096","","d1323737-6a58-11ea-9dc4-fa163e0a8baf","近端直径：D1（mm）：14、远端直径：D2（mm）：20；覆膜段长度：L1（mm） ：130、裸段长度：L2（mm） ：0","HT1420-130-0000","血管介入治疗类材料","国械注准20153130517","直管型覆膜支架及输送系统(中主体)","是","是",null,"血管支架","f32","cq320000112"]
[748,114,"周围血管介入类","覆膜支架(胸主动脉专用)","直管型覆膜支架及输送系统(商品名:Hercules)(中主体)","上海微创心脉医疗科技（集团）股份有限公司","913101150512565326","上海微创心脉医疗科技（集团）股份有限公司","C0206050010001102501","0001097","","d1323865-6a58-11ea-9dc4-fa163e0a8baf","近端直径：D1（mm）：28、远端直径：D2（mm）：20；覆膜段长度：L1（mm） ：130、裸段长度：L2（mm） ：15","HT2820-130-1500","血管介入治疗类材料","国械注准20153130517","直管型覆膜支架及输送系统(中主体)","是","是",null,"血管支架","f32","cq320000112"]
[749,114,"周围血管介入类","覆膜支架(胸主动脉专用)","直管型覆膜支架及输送系统(商品名:Hercules)(中主体)","上海微创心脉医疗科技（集团）股份有限公司","913101150512565326","上海微创心脉医疗科技（集团）股份有限公司","C0206050010001102501","0001098","","d13239a6-6a58-11ea-9dc4-fa163e0a8baf","近端直径：D1（mm）：38、远端直径：D2（mm）：36；覆膜段长度：L1（mm） ：130、裸段长度：L2（mm） ：20","HT3836-130-2000","血管介入治疗类材料","国械注准20153130517","直管型覆膜支架及输送系统(中主体)","是","是",null,"血管支架","f32","cq320000112"]
[750,114,"周围血管介入类","覆膜支架(胸主动脉专用)","直管型覆膜支架及输送系统(商品名:Hercules)(中主体)","上海微创心脉医疗科技（集团）股份有限公司","913101150512565326","上海微创心脉医疗科技（集团）股份有限公司","C0206050010001102501","0001099","","d1323b07-6a58-11ea-9dc4-fa163e0a8baf","近端直径：D1（mm）：38、远端直径：D2（mm）：30；覆膜段长度：L1（mm） ：130、裸段长度：L2（mm） ：20","HT3830-130-2000","血管介入治疗类材料","国械注准20153130517","直管型覆膜支架及输送系统(中主体)","是","是",null,"血管支架","f32","cq320000112"]
[751,114,"周围血管介入类","覆膜支架(胸主动脉专用)","直管型覆膜支架及输送系统(商品名:Hercules)(中主体)","上海微创心脉医疗科技（集团）股份有限公司","913101150512565326","上海微创心脉医疗科技（集团）股份有限公司","C0206050010001102501","0001100","","d1323c34-6a58-11ea-9dc4-fa163e0a8baf","近端直径：D1（mm）：34、远端直径：D2（mm）：28；覆膜段长度：L1（mm） ：120、裸段长度：L2（mm） ：20","HT3428-120-2000","血管介入治疗类材料","国械注准20153130517","直管型覆膜支架及输送系统(中主体)","是","是",null,"血管支架","f32","cq320000112"]
[752,114,"周围血管介入类","覆膜支架(胸主动脉专用)","直管型覆膜支架及输送系统(商品名:Hercules)(中主体)","上海微创心脉医疗科技（集团）股份有限公司","913101150512565326","上海微创心脉医疗科技（集团）股份有限公司","C0206050010001102501","0001101","","d1323d8d-6a58-11ea-9dc4-fa163e0a8baf","近端直径：D1（mm）：12、远端直径：D2（mm）：22；覆膜段长度：L1（mm） ：120、裸段长度：L2（mm） ：0","HT1222-120-0000","血管介入治疗类材料","国械注准20153130517","直管型覆膜支架及输送系统(中主体)","是","是",null,"血管支架","f32","cq320000112"]
[753,114,"周围血管介入类","覆膜支架(胸主动脉专用)","直管型覆膜支架及输送系统(商品名:Hercules)(中主体)","上海微创心脉医疗科技（集团）股份有限公司","913101150512565326","上海微创心脉医疗科技（集团）股份有限公司","C0206050010001102501","0001102","","d1323ec2-6a58-11ea-9dc4-fa163e0a8baf","近端直径：D1（mm）：40、远端直径：D2（mm）：28；覆膜段长度：L1（mm） ：130、裸段长度：L2（mm） ：20","HT4028-130-2000","血管介入治疗类材料","国械注准20153130517","直管型覆膜支架及输送系统(中主体)","是","是",null,"血管支架","f32","cq320000112"]
[754,114,"周围血管介入类","覆膜支架(胸主动脉专用)","直管型覆膜支架及输送系统(商品名:Hercules)(中主体)","上海微创心脉医疗科技（集团）股份有限公司","913101150512565326","上海微创心脉医疗科技（集团）股份有限公司","C0206050010001102501","0001103","","d1323ff4-6a58-11ea-9dc4-fa163e0a8baf","近端直径：D1（mm）：26、远端直径：D2（mm）：22；覆膜段长度：L1（mm） ：110、裸段长度：L2（mm） ：15","HT2622-110-1500","血管介入治疗类材料","国械注准20153130517","直管型覆膜支架及输送系统(中主体)","是","是",null,"血管支架","f32","cq320000112"]
[755,114,"周围血管介入类","覆膜支架(胸主动脉专用)","直管型覆膜支架及输送系统(商品名:Hercules)(中主体)","上海微创心脉医疗科技（集团）股份有限公司","913101150512565326","上海微创心脉医疗科技（集团）股份有限公司","C0206050010001102501","0001104","","d1324117-6a58-11ea-9dc4-fa163e0a8baf","近端直径：D1（mm）：42、远端直径：D2（mm）：36；覆膜段长度：L1（mm） ：120、裸段长度：L2（mm） ：15","HT4236-120-1500","血管介入治疗类材料","国械注准20153130517","直管型覆膜支架及输送系统(中主体)","是","是",null,"血管支架","f32","cq320000112"]
[756,114,"周围血管介入类","覆膜支架(胸主动脉专用)","直管型覆膜支架及输送系统(商品名:Hercules)(中主体)","上海微创心脉医疗科技（集团）股份有限公司","913101150512565326","上海微创心脉医疗科技（集团）股份有限公司","C0206050010001102501","0001105","","d132423c-6a58-11ea-9dc4-fa163e0a8baf","近端直径：D1（mm）：40、远端直径：D2（mm）：38；覆膜段长度：L1（mm） ：120、裸段长度：L2（mm） ：15","HT4038-120-1500","血管介入治疗类材料","国械注准20153130517","直管型覆膜支架及输送系统(中主体)","是","是",null,"血管支架","f32","cq320000112"]
[757,114,"周围血管介入类","覆膜支架(胸主动脉专用)","直管型覆膜支架及输送系统(商品名:Hercules)(中主体)","上海微创心脉医疗科技（集团）股份有限公司","913101150512565326","上海微创心脉医疗科技（集团）股份有限公司","C0206050010001102501","0001106","","d132437e-6a58-11ea-9dc4-fa163e0a8baf","近端直径：D1（mm）：22、远端直径：D2（mm）：20；覆膜段长度：L1（mm） ：110、裸段长度：L2（mm） ：15","HT2220-110-1500","血管介入治疗类材料","国械注准20153130517","直管型覆膜支架及输送系统(中主体)","是","是",null,"血管支架","f32","cq320000112"]
[758,114,"周围血管介入类","覆膜支架(胸主动脉专用)","直管型覆膜支架及输送系统(商品名:Hercules)(中主体)","上海微创心脉医疗科技（集团）股份有限公司","913101150512565326","上海微创心脉医疗科技（集团）股份有限公司","C0206050010001102501","0001107","","d13244a1-6a58-11ea-9dc4-fa163e0a8baf","近端直径：D1（mm）：38、远端直径：D2（mm）：28；覆膜段长度：L1（mm） ：130、裸段长度：L2（mm） ：20","HT3828-130-2000","血管介入治疗类材料","国械注准20153130517","直管型覆膜支架及输送系统(中主体)","是","是",null,"血管支架","f32","cq320000112"]
[759,114,"周围血管介入类","覆膜支架(胸主动脉专用)","直管型覆膜支架及输送系统(商品名:Hercules)(中主体)","上海微创心脉医疗科技（集团）股份有限公司","913101150512565326","上海微创心脉医疗科技（集团）股份有限公司","C0206050010001102501","0001108","","d13245c5-6a58-11ea-9dc4-fa163e0a8baf","近端直径：D1（mm）：14、远端直径：D2（mm）：20；覆膜段长度：L1（mm） ：110、裸段长度：L2（mm） ：0","HT1420-110-0000","血管介入治疗类材料","国械注准20153130517","直管型覆膜支架及输送系统(中主体)","是","是",null,"血管支架","f32","cq320000112"]
[760,114,"周围血管介入类","覆膜支架(胸主动脉专用)","直管型覆膜支架及输送系统(商品名:Hercules)(中主体)","上海微创心脉医疗科技（集团）股份有限公司","913101150512565326","上海微创心脉医疗科技（集团）股份有限公司","C0206050010001102501","0001109","","d1324702-6a58-11ea-9dc4-fa163e0a8baf","近端直径：D1（mm）：38、远端直径：D2（mm）：36；覆膜段长度：L1（mm） ：110、裸段长度：L2（mm） ：15","HT3836-110-1500","血管介入治疗类材料","国械注准20153130517","直管型覆膜支架及输送系统(中主体)","是","是",null,"血管支架","f32","cq320000112"]
[761,114,"周围血管介入类","覆膜支架(胸主动脉专用)","直管型覆膜支架及输送系统(商品名:Hercules)(中主体)","上海微创心脉医疗科技（集团）股份有限公司","913101150512565326","上海微创心脉医疗科技（集团）股份有限公司","C0206050010001102501","0001110","","d132482c-6a58-11ea-9dc4-fa163e0a8baf","近端直径：D1（mm）：24、远端直径：D2（mm）：16；覆膜段长度：L1（mm） ：120、裸段长度：L2（mm） ：15","HT2416-120-1500","血管介入治疗类材料","国械注准20153130517","直管型覆膜支架及输送系统(中主体)","是","是",null,"血管支架","f32","cq320000112"]
[762,114,"周围血管介入类","覆膜支架(胸主动脉专用)","直管型覆膜支架及输送系统(商品名:Hercules)(中主体)","上海微创心脉医疗科技（集团）股份有限公司","913101150512565326","上海微创心脉医疗科技（集团）股份有限公司","C0206050010001102501","0001111","","d1324966-6a58-11ea-9dc4-fa163e0a8baf","近端直径：D1（mm）：32、远端直径：D2（mm）：20；覆膜段长度：L1（mm） ：120、裸段长度：L2（mm） ：20","HT3220-120-2000","血管介入治疗类材料","国械注准20153130517","直管型覆膜支架及输送系统(中主体)","是","是",null,"血管支架","f32","cq320000112"]
[763,114,"周围血管介入类","覆膜支架(胸主动脉专用)","直管型覆膜支架及输送系统(商品名:Hercules)(中主体)","上海微创心脉医疗科技（集团）股份有限公司","913101150512565326","上海微创心脉医疗科技（集团）股份有限公司","C0206050010001102501","0001112","","d1324aa0-6a58-11ea-9dc4-fa163e0a8baf","近端直径：D1（mm）：14、远端直径：D2（mm）：20；覆膜段长度：L1（mm） ：120、裸段长度：L2（mm） ：0","HT1420-120-0000","血管介入治疗类材料","国械注准20153130517","直管型覆膜支架及输送系统(中主体)","是","是",null,"血管支架","f32","cq320000112"]
[764,114,"周围血管介入类","覆膜支架(胸主动脉专用)","直管型覆膜支架及输送系统(商品名:Hercules)(中主体)","上海微创心脉医疗科技（集团）股份有限公司","913101150512565326","上海微创心脉医疗科技（集团）股份有限公司","C0206050010001102501","0001113","","d1324da5-6a58-11ea-9dc4-fa163e0a8baf","近端直径：D1（mm）：12、远端直径：D2（mm）：18；覆膜段长度：L1（mm） ：110、裸段长度：L2（mm） ：0","HT1218-110-0000","血管介入治疗类材料","国械注准20153130517","直管型覆膜支架及输送系统(中主体)","是","是",null,"血管支架","f32","cq320000112"]
[765,114,"周围血管介入类","覆膜支架(胸主动脉专用)","直管型覆膜支架及输送系统(商品名:Hercules)(中主体)","上海微创心脉医疗科技（集团）股份有限公司","913101150512565326","上海微创心脉医疗科技（集团）股份有限公司","C0206050010001102501","0001114","","d1324f44-6a58-11ea-9dc4-fa163e0a8baf","近端直径：D1（mm）：12、远端直径：D2（mm）：20；覆膜段长度：L1（mm） ：130、裸段长度：L2（mm） ：0","HT1220-130-0000","血管介入治疗类材料","国械注准20153130517","直管型覆膜支架及输送系统(中主体)","是","是",null,"血管支架","f32","cq320000112"]
[766,114,"周围血管介入类","覆膜支架(胸主动脉专用)","直管型覆膜支架及输送系统(商品名:Hercules)(中主体)","上海微创心脉医疗科技（集团）股份有限公司","913101150512565326","上海微创心脉医疗科技（集团）股份有限公司","C0206050010001102501","0001116","","d13252a1-6a58-11ea-9dc4-fa163e0a8baf","近端直径：D1（mm）：42、远端直径：D2（mm）：34；覆膜段长度：L1（mm） ：110、裸段长度：L2（mm） ：15","HT4234-110-1500","血管介入治疗类材料","国械注准20153130517","直管型覆膜支架及输送系统(中主体)","是","是",null,"血管支架","f32","cq320000112"]
[767,114,"周围血管介入类","覆膜支架(胸主动脉专用)","直管型覆膜支架及输送系统(商品名:Hercules)(中主体)","上海微创心脉医疗科技（集团）股份有限公司","913101150512565326","上海微创心脉医疗科技（集团）股份有限公司","C0206050010001102501","0001117","","d132559e-6a58-11ea-9dc4-fa163e0a8baf","近端直径：D1（mm）：44、远端直径：D2（mm）：38；覆膜段长度：L1（mm） ：110、裸段长度：L2（mm） ：20","HT4438-110-2000","血管介入治疗类材料","国械注准20153130517","直管型覆膜支架及输送系统(中主体)","是","是",null,"血管支架","f32","cq320000112"]
[768,114,"周围血管介入类","覆膜支架(胸主动脉专用)","直管型覆膜支架及输送系统(商品名:Hercules)(中主体)","上海微创心脉医疗科技（集团）股份有限公司","913101150512565326","上海微创心脉医疗科技（集团）股份有限公司","C0206050010001102501","0001118","","d13256e2-6a58-11ea-9dc4-fa163e0a8baf","近端直径：D1（mm）：38、远端直径：D2（mm）：32；覆膜段长度：L1（mm） ：110、裸段长度：L2（mm） ：15","HT3832-110-1500","血管介入治疗类材料","国械注准20153130517","直管型覆膜支架及输送系统(中主体)","是","是",null,"血管支架","f32","cq320000112"]
[769,114,"周围血管介入类","覆膜支架(胸主动脉专用)","直管型覆膜支架及输送系统(商品名:Hercules)(中主体)","上海微创心脉医疗科技（集团）股份有限公司","913101150512565326","上海微创心脉医疗科技（集团）股份有限公司","C0206050010001102501","0001119","","d132580f-6a58-11ea-9dc4-fa163e0a8baf","近端直径：D1（mm）：38、远端直径：D2（mm）：30；覆膜段长度：L1（mm） ：130、裸段长度：L2（mm） ：15","HT3830-130-1500","血管介入治疗类材料","国械注准20153130517","直管型覆膜支架及输送系统(中主体)","是","是",null,"血管支架","f32","cq320000112"]
[770,114,"周围血管介入类","覆膜支架(胸主动脉专用)","直管型覆膜支架及输送系统(商品名:Hercules)(中主体)","上海微创心脉医疗科技（集团）股份有限公司","913101150512565326","上海微创心脉医疗科技（集团）股份有限公司","C0206050010001102501","0001120","","d1325938-6a58-11ea-9dc4-fa163e0a8baf","近端直径：D1（mm）：20、远端直径：D2（mm）：16；覆膜段长度：L1（mm） ：130、裸段长度：L2（mm） ：15","HT2016-130-1500","血管介入治疗类材料","国械注准20153130517","直管型覆膜支架及输送系统(中主体)","是","是",null,"血管支架","f32","cq320000112"]
[771,114,"周围血管介入类","覆膜支架(胸主动脉专用)","直管型覆膜支架及输送系统(商品名:Hercules)(中主体)","上海微创心脉医疗科技（集团）股份有限公司","913101150512565326","上海微创心脉医疗科技（集团）股份有限公司","C0206050010001102501","0001121","","d1325a61-6a58-11ea-9dc4-fa163e0a8baf","近端直径：D1（mm）：12、远端直径：D2（mm）：22；覆膜段长度：L1（mm） ：110、裸段长度：L2（mm） ：0","HT1222-110-0000","血管介入治疗类材料","国械注准20153130517","直管型覆膜支架及输送系统(中主体)","是","是",null,"血管支架","f32","cq320000112"]
[772,114,"周围血管介入类","覆膜支架(胸主动脉专用)","直管型覆膜支架及输送系统(商品名:Hercules)(中主体)","上海微创心脉医疗科技（集团）股份有限公司","913101150512565326","上海微创心脉医疗科技（集团）股份有限公司","C0206050010001102501","0001124","","d1325fb1-6a58-11ea-9dc4-fa163e0a8baf","近端直径：D1（mm）：40、远端直径：D2（mm）：28；覆膜段长度：L1（mm） ：110、裸段长度：L2（mm） ：15","HT4028-110-1500","血管介入治疗类材料","国械注准20153130517","直管型覆膜支架及输送系统(中主体)","是","是",null,"血管支架","f32","cq320000112"]
[773,114,"周围血管介入类","覆膜支架(胸主动脉专用)","直管型覆膜支架及输送系统(商品名:Hercules)(中主体)","上海微创心脉医疗科技（集团）股份有限公司","913101150512565326","上海微创心脉医疗科技（集团）股份有限公司","C0206050010001102501","0001125","","d13260f0-6a58-11ea-9dc4-fa163e0a8baf","近端直径：D1（mm）：40、远端直径：D2（mm）：36；覆膜段长度：L1（mm） ：110、裸段长度：L2（mm） ：20","HT4036-110-2000","血管介入治疗类材料","国械注准20153130517","直管型覆膜支架及输送系统(中主体)","是","是",null,"血管支架","f32","cq320000112"]
[774,114,"周围血管介入类","覆膜支架(胸主动脉专用)","直管型覆膜支架及输送系统(商品名:Hercules)(中主体)","上海微创心脉医疗科技（集团）股份有限公司","913101150512565326","上海微创心脉医疗科技（集团）股份有限公司","C0206050010001102501","0001126","","d132622b-6a58-11ea-9dc4-fa163e0a8baf","近端直径：D1（mm）：44、远端直径：D2（mm）：42；覆膜段长度：L1（mm） ：110、裸段长度：L2（mm） ：20","HT4442-110-2000","血管介入治疗类材料","国械注准20153130517","直管型覆膜支架及输送系统(中主体)","是","是",null,"血管支架","f32","cq320000112"]
[775,114,"周围血管介入类","覆膜支架(胸主动脉专用)","直管型覆膜支架及输送系统(商品名:Hercules)(中主体)","上海微创心脉医疗科技（集团）股份有限公司","913101150512565326","上海微创心脉医疗科技（集团）股份有限公司","C0206050010001102501","0001127","","d1326360-6a58-11ea-9dc4-fa163e0a8baf","近端直径：D1（mm）：32、远端直径：D2（mm）：24；覆膜段长度：L1（mm） ：130、裸段长度：L2（mm） ：20","HT3224-130-2000","血管介入治疗类材料","国械注准20153130517","直管型覆膜支架及输送系统(中主体)","是","是",null,"血管支架","f32","cq320000112"]
[776,114,"周围血管介入类","覆膜支架(胸主动脉专用)","直管型覆膜支架及输送系统(商品名:Hercules)(中主体)","上海微创心脉医疗科技（集团）股份有限公司","913101150512565326","上海微创心脉医疗科技（集团）股份有限公司","C0206050010001102501","0001128","","d1326486-6a58-11ea-9dc4-fa163e0a8baf","近端直径：D1（mm）：26、远端直径：D2（mm）：20；覆膜段长度：L1（mm） ：130、裸段长度：L2（mm） ：15","HT2620-130-1500","血管介入治疗类材料","国械注准20153130517","直管型覆膜支架及输送系统(中主体)","是","是",null,"血管支架","f32","cq320000112"]
[777,114,"周围血管介入类","覆膜支架(胸主动脉专用)","直管型覆膜支架及输送系统(商品名:Hercules)(中主体)","上海微创心脉医疗科技（集团）股份有限公司","913101150512565326","上海微创心脉医疗科技（集团）股份有限公司","C0206050010001102501","0001129","","d13265b1-6a58-11ea-9dc4-fa163e0a8baf","近端直径：D1（mm）：44、远端直径：D2（mm）：34；覆膜段长度：L1（mm） ：130、裸段长度：L2（mm） ：15","HT4434-130-1500","血管介入治疗类材料","国械注准20153130517","直管型覆膜支架及输送系统(中主体)","是","是",null,"血管支架","f32","cq320000112"]
[778,114,"周围血管介入类","覆膜支架(胸主动脉专用)","直管型覆膜支架及输送系统(商品名:Hercules)(中主体)","上海微创心脉医疗科技（集团）股份有限公司","913101150512565326","上海微创心脉医疗科技（集团）股份有限公司","C0206050010001102501","0001130","","d13266de-6a58-11ea-9dc4-fa163e0a8baf","近端直径：D1（mm）：24、远端直径：D2（mm）：22；覆膜段长度：L1（mm） ：120、裸段长度：L2（mm） ：15","HT2422-120-1500","血管介入治疗类材料","国械注准20153130517","直管型覆膜支架及输送系统(中主体)","是","是",null,"血管支架","f32","cq320000112"]
[779,114,"周围血管介入类","覆膜支架(胸主动脉专用)","直管型覆膜支架及输送系统(商品名:Hercules)(中主体)","上海微创心脉医疗科技（集团）股份有限公司","913101150512565326","上海微创心脉医疗科技（集团）股份有限公司","C0206050010001102501","0001131","","d1326827-6a58-11ea-9dc4-fa163e0a8baf","近端直径：D1（mm）：42、远端直径：D2（mm）：34；覆膜段长度：L1（mm） ：130、裸段长度：L2（mm） ：20","HT4234-130-2000","血管介入治疗类材料","国械注准20153130517","直管型覆膜支架及输送系统(中主体)","是","是",null,"血管支架","f32","cq320000112"]
[780,114,"周围血管介入类","覆膜支架(胸主动脉专用)","直管型覆膜支架及输送系统(商品名:Hercules)(中主体)","上海微创心脉医疗科技（集团）股份有限公司","913101150512565326","上海微创心脉医疗科技（集团）股份有限公司","C0206050010001102501","0001133","","d1326ca4-6a58-11ea-9dc4-fa163e0a8baf","近端直径：D1（mm）：32、远端直径：D2（mm）：16；覆膜段长度：L1（mm） ：130、裸段长度：L2（mm） ：20","HT3216-130-2000","血管介入治疗类材料","国械注准20153130517","直管型覆膜支架及输送系统(中主体)","是","是",null,"血管支架","f32","cq320000112"]
[781,114,"周围血管介入类","覆膜支架(胸主动脉专用)","直管型覆膜支架及输送系统(商品名:Hercules)(中主体)","上海微创心脉医疗科技（集团）股份有限公司","913101150512565326","上海微创心脉医疗科技（集团）股份有限公司","C0206050010001102501","0001134","","d1326dcf-6a58-11ea-9dc4-fa163e0a8baf","近端直径：D1（mm）：34、远端直径：D2（mm）：20；覆膜段长度：L1（mm） ：120、裸段长度：L2（mm） ：20","HT3420-120-2000","血管介入治疗类材料","国械注准20153130517","直管型覆膜支架及输送系统(中主体)","是","是",null,"血管支架","f32","cq320000112"]
[782,114,"周围血管介入类","覆膜支架(胸主动脉专用)","直管型覆膜支架及输送系统(商品名:Hercules)(中主体)","上海微创心脉医疗科技（集团）股份有限公司","913101150512565326","上海微创心脉医疗科技（集团）股份有限公司","C0206050010001102501","0001135","","d1326ef9-6a58-11ea-9dc4-fa163e0a8baf","近端直径：D1（mm）：12、远端直径：D2（mm）：24；覆膜段长度：L1（mm） ：130、裸段长度：L2（mm） ：0","HT1224-130-0000","血管介入治疗类材料","国械注准20153130517","直管型覆膜支架及输送系统(中主体)","是","是",null,"血管支架","f32","cq320000112"]
[783,114,"周围血管介入类","覆膜支架(胸主动脉专用)","直管型覆膜支架及输送系统(商品名:Hercules)(中主体)","上海微创心脉医疗科技（集团）股份有限公司","913101150512565326","上海微创心脉医疗科技（集团）股份有限公司","C0206050010001102501","0001136","","d1327020-6a58-11ea-9dc4-fa163e0a8baf","近端直径：D1（mm）：44、远端直径：D2（mm）：32；覆膜段长度：L1（mm） ：130、裸段长度：L2（mm） ：20","HT4432-130-2000","血管介入治疗类材料","国械注准20153130517","直管型覆膜支架及输送系统(中主体)","是","是",null,"血管支架","f32","cq320000112"]
[784,114,"周围血管介入类","覆膜支架(胸主动脉专用)","直管型覆膜支架及输送系统(商品名:Hercules)(中主体)","上海微创心脉医疗科技（集团）股份有限公司","913101150512565326","上海微创心脉医疗科技（集团）股份有限公司","C0206050010001102501","0001137","","d132714d-6a58-11ea-9dc4-fa163e0a8baf","近端直径：D1（mm）：14、远端直径：D2（mm）：18；覆膜段长度：L1（mm） ：110、裸段长度：L2（mm） ：0","HT1418-110-0000","血管介入治疗类材料","国械注准20153130517","直管型覆膜支架及输送系统(中主体)","是","是",null,"血管支架","f32","cq320000112"]
[785,114,"周围血管介入类","覆膜支架(胸主动脉专用)","直管型覆膜支架及输送系统(商品名:Hercules)(中主体)","上海微创心脉医疗科技（集团）股份有限公司","913101150512565326","上海微创心脉医疗科技（集团）股份有限公司","C0206050010001102501","0001138","","d1327270-6a58-11ea-9dc4-fa163e0a8baf","近端直径：D1（mm）：26、远端直径：D2（mm）：16；覆膜段长度：L1（mm） ：130、裸段长度：L2（mm） ：15","HT2616-130-1500","血管介入治疗类材料","国械注准20153130517","直管型覆膜支架及输送系统(中主体)","是","是",null,"血管支架","f32","cq320000112"]
[786,114,"周围血管介入类","覆膜支架(胸主动脉专用)","直管型覆膜支架及输送系统(商品名:Hercules)(中主体)","上海微创心脉医疗科技（集团）股份有限公司","913101150512565326","上海微创心脉医疗科技（集团）股份有限公司","C0206050010001102501","0001139","","d13273b4-6a58-11ea-9dc4-fa163e0a8baf","近端直径：D1（mm）：22、远端直径：D2（mm）：16；覆膜段长度：L1（mm） ：120、裸段长度：L2（mm） ：15","HT2216-120-1500","血管介入治疗类材料","国械注准20153130517","直管型覆膜支架及输送系统(中主体)","是","是",null,"血管支架","f32","cq320000112"]
[787,114,"周围血管介入类","覆膜支架(胸主动脉专用)","直管型覆膜支架及输送系统(商品名:Hercules)(中主体)","上海微创心脉医疗科技（集团）股份有限公司","913101150512565326","上海微创心脉医疗科技（集团）股份有限公司","C0206050010001102501","0001140","","d13274dc-6a58-11ea-9dc4-fa163e0a8baf","近端直径：D1（mm）：38、远端直径：D2（mm）：36；覆膜段长度：L1（mm） ：110、裸段长度：L2（mm） ：20","HT3836-110-2000","血管介入治疗类材料","国械注准20153130517","直管型覆膜支架及输送系统(中主体)","是","是",null,"血管支架","f32","cq320000112"]
[788,114,"周围血管介入类","覆膜支架(胸主动脉专用)","直管型覆膜支架及输送系统(商品名:Hercules)(中主体)","上海微创心脉医疗科技（集团）股份有限公司","913101150512565326","上海微创心脉医疗科技（集团）股份有限公司","C0206050010001102501","0001141","","d1327601-6a58-11ea-9dc4-fa163e0a8baf","近端直径：D1（mm）：16、远端直径：D2（mm）：26；覆膜段长度：L1（mm） ：110、裸段长度：L2（mm） ：0","HT1626-110-0000","血管介入治疗类材料","国械注准20153130517","直管型覆膜支架及输送系统(中主体)","是","是",null,"血管支架","f32","cq320000112"]
[789,114,"周围血管介入类","覆膜支架(胸主动脉专用)","直管型覆膜支架及输送系统(商品名:Hercules)(中主体)","上海微创心脉医疗科技（集团）股份有限公司","913101150512565326","上海微创心脉医疗科技（集团）股份有限公司","C0206050010001102501","0001142","","d1327721-6a58-11ea-9dc4-fa163e0a8baf","近端直径：D1（mm）：44、远端直径：D2（mm）：42；覆膜段长度：L1（mm） ：110、裸段长度：L2（mm） ：15","HT4442-110-1500","血管介入治疗类材料","国械注准20153130517","直管型覆膜支架及输送系统(中主体)","是","是",null,"血管支架","f32","cq320000112"]
[790,114,"周围血管介入类","覆膜支架(胸主动脉专用)","直管型覆膜支架及输送系统(商品名:Hercules)(中主体)","上海微创心脉医疗科技（集团）股份有限公司","913101150512565326","上海微创心脉医疗科技（集团）股份有限公司","C0206050010001102501","0001143","","d1327874-6a58-11ea-9dc4-fa163e0a8baf","近端直径：D1（mm）：38、远端直径：D2（mm）：34；覆膜段长度：L1（mm） ：110、裸段长度：L2（mm） ：15","HT3834-110-1500","血管介入治疗类材料","国械注准20153130517","直管型覆膜支架及输送系统(中主体)","是","是",null,"血管支架","f32","cq320000112"]
[791,114,"周围血管介入类","覆膜支架(胸主动脉专用)","直管型覆膜支架及输送系统(商品名:Hercules)(中主体)","上海微创心脉医疗科技（集团）股份有限公司","913101150512565326","上海微创心脉医疗科技（集团）股份有限公司","C0206050010001102501","0001145","","d1327b40-6a58-11ea-9dc4-fa163e0a8baf","近端直径：D1（mm）：36、远端直径：D2（mm）：30；覆膜段长度：L1（mm） ：130、裸段长度：L2（mm） ：20","HT3630-130-2000","血管介入治疗类材料","国械注准20153130517","直管型覆膜支架及输送系统(中主体)","是","是",null,"血管支架","f32","cq320000112"]
[792,114,"周围血管介入类","覆膜支架(胸主动脉专用)","直管型覆膜支架及输送系统(商品名:Hercules)(中主体)","上海微创心脉医疗科技（集团）股份有限公司","913101150512565326","上海微创心脉医疗科技（集团）股份有限公司","C0206050010001102501","0001146","","d1327c97-6a58-11ea-9dc4-fa163e0a8baf","近端直径：D1（mm）：38、远端直径：D2（mm）：32；覆膜段长度：L1（mm） ：130、裸段长度：L2（mm） ：15","HT3832-130-1500","血管介入治疗类材料","国械注准20153130517","直管型覆膜支架及输送系统(中主体)","是","是",null,"血管支架","f32","cq320000112"]
[793,114,"周围血管介入类","覆膜支架(胸主动脉专用)","直管型覆膜支架及输送系统(商品名:Hercules)(中主体)","上海微创心脉医疗科技（集团）股份有限公司","913101150512565326","上海微创心脉医疗科技（集团）股份有限公司","C0206050010001102501","0001147","","d1327df4-6a58-11ea-9dc4-fa163e0a8baf","近端直径：D1（mm）：42、远端直径：D2（mm）：36；覆膜段长度：L1（mm） ：130、裸段长度：L2（mm） ：15","HT4236-130-1500","血管介入治疗类材料","国械注准20153130517","直管型覆膜支架及输送系统(中主体)","是","是",null,"血管支架","f32","cq320000112"]
[794,114,"周围血管介入类","覆膜支架(胸主动脉专用)","直管型覆膜支架及输送系统(商品名:Hercules)(中主体)","上海微创心脉医疗科技（集团）股份有限公司","913101150512565326","上海微创心脉医疗科技（集团）股份有限公司","C0206050010001102501","0001148","","d1327f28-6a58-11ea-9dc4-fa163e0a8baf","近端直径：D1（mm）：34、远端直径：D2（mm）：24；覆膜段长度：L1（mm） ：110、裸段长度：L2（mm） ：20","HT3424-110-2000","血管介入治疗类材料","国械注准20153130517","直管型覆膜支架及输送系统(中主体)","是","是",null,"血管支架","f32","cq320000112"]
[795,114,"周围血管介入类","覆膜支架(胸主动脉专用)","直管型覆膜支架及输送系统(商品名:Hercules)(中主体)","上海微创心脉医疗科技（集团）股份有限公司","913101150512565326","上海微创心脉医疗科技（集团）股份有限公司","C0206050010001102501","0001149","","d1328059-6a58-11ea-9dc4-fa163e0a8baf","近端直径：D1（mm）：30、远端直径：D2（mm）：26；覆膜段长度：L1（mm） ：110、裸段长度：L2（mm） ：20","HT3026-110-2000","血管介入治疗类材料","国械注准20153130517","直管型覆膜支架及输送系统(中主体)","是","是",null,"血管支架","f32","cq320000112"]
[796,114,"周围血管介入类","覆膜支架(胸主动脉专用)","直管型覆膜支架及输送系统(商品名:Hercules)(中主体)","上海微创心脉医疗科技（集团）股份有限公司","913101150512565326","上海微创心脉医疗科技（集团）股份有限公司","C0206050010001102501","0001150","","d1328226-6a58-11ea-9dc4-fa163e0a8baf","近端直径：D1（mm）：20、远端直径：D2（mm）：12；覆膜段长度：L1（mm） ：120、裸段长度：L2（mm） ：15","HT2012-120-1500","血管介入治疗类材料","国械注准20153130517","直管型覆膜支架及输送系统(中主体)","是","是",null,"血管支架","f32","cq320000112"]
[797,114,"周围血管介入类","覆膜支架(胸主动脉专用)","直管型覆膜支架及输送系统(商品名:Hercules)(中主体)","上海微创心脉医疗科技（集团）股份有限公司","913101150512565326","上海微创心脉医疗科技（集团）股份有限公司","C0206050010001102501","0001151","","d1328409-6a58-11ea-9dc4-fa163e0a8baf","近端直径：D1（mm）：38、远端直径：D2（mm）：30；覆膜段长度：L1（mm） ：110、裸段长度：L2（mm） ：20","HT3830-110-2000","血管介入治疗类材料","国械注准20153130517","直管型覆膜支架及输送系统(中主体)","是","是",null,"血管支架","f32","cq320000112"]
[798,114,"周围血管介入类","覆膜支架(胸主动脉专用)","直管型覆膜支架及输送系统(商品名:Hercules)(中主体)","上海微创心脉医疗科技（集团）股份有限公司","913101150512565326","上海微创心脉医疗科技（集团）股份有限公司","C0206050010001102501","0001152","","d1328834-6a58-11ea-9dc4-fa163e0a8baf","近端直径：D1（mm）：28、远端直径：D2（mm）：12；覆膜段长度：L1（mm） ：120、裸段长度：L2（mm） ：15","HT2812-120-1500","血管介入治疗类材料","国械注准20153130517","直管型覆膜支架及输送系统(中主体)","是","是",null,"血管支架","f32","cq320000112"]
[799,114,"周围血管介入类","覆膜支架(胸主动脉专用)","直管型覆膜支架及输送系统(商品名:Hercules)(中主体)","上海微创心脉医疗科技（集团）股份有限公司","913101150512565326","上海微创心脉医疗科技（集团）股份有限公司","C0206050010001102501","0001153","","d1328a60-6a58-11ea-9dc4-fa163e0a8baf","近端直径：D1（mm）：18、远端直径：D2（mm）：12；覆膜段长度：L1（mm） ：120、裸段长度：L2（mm） ：0","HT1812-120-0000","血管介入治疗类材料","国械注准20153130517","直管型覆膜支架及输送系统(中主体)","是","是",null,"血管支架","f32","cq320000112"]
[800,114,"周围血管介入类","覆膜支架(胸主动脉专用)","直管型覆膜支架及输送系统(商品名:Hercules)(中主体)","上海微创心脉医疗科技（集团）股份有限公司","913101150512565326","上海微创心脉医疗科技（集团）股份有限公司","C0206050010001102501","0001154","","d1328e33-6a58-11ea-9dc4-fa163e0a8baf","近端直径：D1（mm）：44、远端直径：D2（mm）：34；覆膜段长度：L1（mm） ：130、裸段长度：L2（mm） ：20","HT4434-130-2000","血管介入治疗类材料","国械注准20153130517","直管型覆膜支架及输送系统(中主体)","是","是",null,"血管支架","f32","cq320000112"]
[801,114,"周围血管介入类","覆膜支架(胸主动脉专用)","直管型覆膜支架及输送系统(商品名:Hercules)(中主体)","上海微创心脉医疗科技（集团）股份有限公司","913101150512565326","上海微创心脉医疗科技（集团）股份有限公司","C0206050010001102501","0001155","","d132901d-6a58-11ea-9dc4-fa163e0a8baf","近端直径：D1（mm）：42、远端直径：D2（mm）：38；覆膜段长度：L1（mm） ：110、裸段长度：L2（mm） ：20","HT4238-110-2000","血管介入治疗类材料","国械注准20153130517","直管型覆膜支架及输送系统(中主体)","是","是",null,"血管支架","f32","cq320000112"]
[802,114,"周围血管介入类","覆膜支架(胸主动脉专用)","直管型覆膜支架及输送系统(商品名:Hercules)(中主体)","上海微创心脉医疗科技（集团）股份有限公司","913101150512565326","上海微创心脉医疗科技（集团）股份有限公司","C0206050010001102501","0001156","","d132921d-6a58-11ea-9dc4-fa163e0a8baf","近端直径：D1（mm）：12、远端直径：D2（mm）：18；覆膜段长度：L1（mm） ：120、裸段长度：L2（mm） ：0","HT1218-120-0000","血管介入治疗类材料","国械注准20153130517","直管型覆膜支架及输送系统(中主体)","是","是",null,"血管支架","f32","cq320000112"]
[803,114,"周围血管介入类","覆膜支架(胸主动脉专用)","直管型覆膜支架及输送系统(商品名:Hercules)(中主体)","上海微创心脉医疗科技（集团）股份有限公司","913101150512565326","上海微创心脉医疗科技（集团）股份有限公司","C0206050010001102501","0001157","","d132941f-6a58-11ea-9dc4-fa163e0a8baf","近端直径：D1（mm）：40、远端直径：D2（mm）：34；覆膜段长度：L1（mm） ：110、裸段长度：L2（mm） ：20","HT4034-110-2000","血管介入治疗类材料","国械注准20153130517","直管型覆膜支架及输送系统(中主体)","是","是",null,"血管支架","f32","cq320000112"]
[804,114,"周围血管介入类","覆膜支架(胸主动脉专用)","直管型覆膜支架及输送系统(商品名:Hercules)(中主体)","上海微创心脉医疗科技（集团）股份有限公司","913101150512565326","上海微创心脉医疗科技（集团）股份有限公司","C0206050010001102501","0001158","","d132961a-6a58-11ea-9dc4-fa163e0a8baf","近端直径：D1（mm）：38、远端直径：D2（mm）：26；覆膜段长度：L1（mm） ：120、裸段长度：L2（mm） ：15","HT3826-120-1500","血管介入治疗类材料","国械注准20153130517","直管型覆膜支架及输送系统(中主体)","是","是",null,"血管支架","f32","cq320000112"]
[805,114,"周围血管介入类","覆膜支架(胸主动脉专用)","直管型覆膜支架及输送系统(商品名:Hercules)(中主体)","上海微创心脉医疗科技（集团）股份有限公司","913101150512565326","上海微创心脉医疗科技（集团）股份有限公司","C0206050010001102501","0001159","","d1329810-6a58-11ea-9dc4-fa163e0a8baf","近端直径：D1（mm）：12、远端直径：D2（mm）：14；覆膜段长度：L1（mm） ：110、裸段长度：L2（mm） ：0","HT1214-110-0000","血管介入治疗类材料","国械注准20153130517","直管型覆膜支架及输送系统(中主体)","是","是",null,"血管支架","f32","cq320000112"]
[806,114,"周围血管介入类","覆膜支架(胸主动脉专用)","直管型覆膜支架及输送系统(商品名:Hercules)(中主体)","上海微创心脉医疗科技（集团）股份有限公司","913101150512565326","上海微创心脉医疗科技（集团）股份有限公司","C0206050010001102501","0001160","","d13299fa-6a58-11ea-9dc4-fa163e0a8baf","近端直径：D1（mm）：38、远端直径：D2（mm）：32；覆膜段长度：L1（mm） ：110、裸段长度：L2（mm） ：20","HT3832-110-2000","血管介入治疗类材料","国械注准20153130517","直管型覆膜支架及输送系统(中主体)","是","是",null,"血管支架","f32","cq320000112"]
[807,114,"周围血管介入类","覆膜支架(胸主动脉专用)","直管型覆膜支架及输送系统(商品名:Hercules)(中主体)","上海微创心脉医疗科技（集团）股份有限公司","913101150512565326","上海微创心脉医疗科技（集团）股份有限公司","C0206050010001102501","0001161","","d1329be9-6a58-11ea-9dc4-fa163e0a8baf","近端直径：D1（mm）：28、远端直径：D2（mm）：26；覆膜段长度：L1（mm） ：130、裸段长度：L2（mm） ：15","HT2826-130-1500","血管介入治疗类材料","国械注准20153130517","直管型覆膜支架及输送系统(中主体)","是","是",null,"血管支架","f32","cq320000112"]
[808,114,"周围血管介入类","覆膜支架(胸主动脉专用)","直管型覆膜支架及输送系统(商品名:Hercules)(中主体)","上海微创心脉医疗科技（集团）股份有限公司","913101150512565326","上海微创心脉医疗科技（集团）股份有限公司","C0206050010001102501","0001162","","d1329dd7-6a58-11ea-9dc4-fa163e0a8baf","近端直径：D1（mm）：44、远端直径：D2（mm）：42；覆膜段长度：L1（mm） ：130、裸段长度：L2（mm） ：20","HT4442-130-2000","血管介入治疗类材料","国械注准20153130517","直管型覆膜支架及输送系统(中主体)","是","是",null,"血管支架","f32","cq320000112"]
[809,114,"周围血管介入类","覆膜支架(胸主动脉专用)","直管型覆膜支架及输送系统(商品名:Hercules)(中主体)","上海微创心脉医疗科技（集团）股份有限公司","913101150512565326","上海微创心脉医疗科技（集团）股份有限公司","C0206050010001102501","0001163","","d1329fd1-6a58-11ea-9dc4-fa163e0a8baf","近端直径：D1（mm）：32、远端直径：D2（mm）：20；覆膜段长度：L1（mm） ：130、裸段长度：L2（mm） ：20","HT3220-130-2000","血管介入治疗类材料","国械注准20153130517","直管型覆膜支架及输送系统(中主体)","是","是",null,"血管支架","f32","cq320000112"]
[810,114,"周围血管介入类","覆膜支架(胸主动脉专用)","直管型覆膜支架及输送系统(商品名:Hercules)(中主体)","上海微创心脉医疗科技（集团）股份有限公司","913101150512565326","上海微创心脉医疗科技（集团）股份有限公司","C0206050010001102501","0001164","","d132a1be-6a58-11ea-9dc4-fa163e0a8baf","近端直径：D1（mm）：34、远端直径：D2（mm）：32；覆膜段长度：L1（mm） ：110、裸段长度：L2（mm） ：20","HT3432-110-2000","血管介入治疗类材料","国械注准20153130517","直管型覆膜支架及输送系统(中主体)","是","是",null,"血管支架","f32","cq320000112"]
[811,114,"周围血管介入类","覆膜支架(胸主动脉专用)","直管型覆膜支架及输送系统(商品名:Hercules)(中主体)","上海微创心脉医疗科技（集团）股份有限公司","913101150512565326","上海微创心脉医疗科技（集团）股份有限公司","C0206050010001102501","0001165","","d132a39b-6a58-11ea-9dc4-fa163e0a8baf","近端直径：D1（mm）：36、远端直径：D2（mm）：28；覆膜段长度：L1（mm） ：110、裸段长度：L2（mm） ：20","HT3628-110-2000","血管介入治疗类材料","国械注准20153130517","直管型覆膜支架及输送系统(中主体)","是","是",null,"血管支架","f32","cq320000112"]
[812,114,"周围血管介入类","覆膜支架(胸主动脉专用)","直管型覆膜支架及输送系统(商品名:Hercules)(中主体)","上海微创心脉医疗科技（集团）股份有限公司","913101150512565326","上海微创心脉医疗科技（集团）股份有限公司","C0206050010001102501","0001166","","d132a58e-6a58-11ea-9dc4-fa163e0a8baf","近端直径：D1（mm）：20、远端直径：D2（mm）：12；覆膜段长度：L1（mm） ：130、裸段长度：L2（mm） ：15","HT2012-130-1500","血管介入治疗类材料","国械注准20153130517","直管型覆膜支架及输送系统(中主体)","是","是",null,"血管支架","f32","cq320000112"]
[813,114,"周围血管介入类","覆膜支架(胸主动脉专用)","直管型覆膜支架及输送系统(商品名:Hercules)(中主体)","上海微创心脉医疗科技（集团）股份有限公司","913101150512565326","上海微创心脉医疗科技（集团）股份有限公司","C0206050010001102501","0001167","","d132a77e-6a58-11ea-9dc4-fa163e0a8baf","近端直径：D1（mm）：22、远端直径：D2（mm）：20；覆膜段长度：L1（mm） ：120、裸段长度：L2（mm） ：15","HT2220-120-1500","血管介入治疗类材料","国械注准20153130517","直管型覆膜支架及输送系统(中主体)","是","是",null,"血管支架","f32","cq320000112"]
[814,114,"周围血管介入类","覆膜支架(胸主动脉专用)","直管型覆膜支架及输送系统(商品名:Hercules)(中主体)","上海微创心脉医疗科技（集团）股份有限公司","913101150512565326","上海微创心脉医疗科技（集团）股份有限公司","C0206050010001102501","0001168","","d132a946-6a58-11ea-9dc4-fa163e0a8baf","近端直径：D1（mm）：16、远端直径：D2（mm）：20；覆膜段长度：L1（mm） ：110、裸段长度：L2（mm） ：0","HT1620-110-0000","血管介入治疗类材料","国械注准20153130517","直管型覆膜支架及输送系统(中主体)","是","是",null,"血管支架","f32","cq320000112"]
[815,114,"周围血管介入类","覆膜支架(胸主动脉专用)","直管型覆膜支架及输送系统(商品名:Hercules)(中主体)","上海微创心脉医疗科技（集团）股份有限公司","913101150512565326","上海微创心脉医疗科技（集团）股份有限公司","C0206050010001102501","0001169","","d132aa84-6a58-11ea-9dc4-fa163e0a8baf","近端直径：D1（mm）：34、远端直径：D2（mm）：32；覆膜段长度：L1（mm） ：130、裸段长度：L2（mm） ：20","HT3432-130-2000","血管介入治疗类材料","国械注准20153130517","直管型覆膜支架及输送系统(中主体)","是","是",null,"血管支架","f32","cq320000112"]
[816,114,"周围血管介入类","覆膜支架(胸主动脉专用)","直管型覆膜支架及输送系统(商品名:Hercules)(中主体)","上海微创心脉医疗科技（集团）股份有限公司","913101150512565326","上海微创心脉医疗科技（集团）股份有限公司","C0206050010001102501","0001170","","d132abb2-6a58-11ea-9dc4-fa163e0a8baf","近端直径：D1（mm）：44、远端直径：D2（mm）：38；覆膜段长度：L1（mm） ：120、裸段长度：L2（mm） ：20","HT4438-120-2000","血管介入治疗类材料","国械注准20153130517","直管型覆膜支架及输送系统(中主体)","是","是",null,"血管支架","f32","cq320000112"]
[817,114,"周围血管介入类","覆膜支架(胸主动脉专用)","直管型覆膜支架及输送系统(商品名:Hercules)(中主体)","上海微创心脉医疗科技（集团）股份有限公司","913101150512565326","上海微创心脉医疗科技（集团）股份有限公司","C0206050010001102501","0001171","","d132acd8-6a58-11ea-9dc4-fa163e0a8baf","近端直径：D1（mm）：18、远端直径：D2（mm）：24；覆膜段长度：L1（mm） ：130、裸段长度：L2（mm） ：0","HT1824-130-0000","血管介入治疗类材料","国械注准20153130517","直管型覆膜支架及输送系统(中主体)","是","是",null,"血管支架","f32","cq320000112"]
[818,114,"周围血管介入类","覆膜支架(胸主动脉专用)","直管型覆膜支架及输送系统(商品名:Hercules)(中主体)","上海微创心脉医疗科技（集团）股份有限公司","913101150512565326","上海微创心脉医疗科技（集团）股份有限公司","C0206050010001102501","0001172","","d132adfe-6a58-11ea-9dc4-fa163e0a8baf","近端直径：D1（mm）：24、远端直径：D2（mm）：16；覆膜段长度：L1（mm） ：130、裸段长度：L2（mm） ：15","HT2416-130-1500","血管介入治疗类材料","国械注准20153130517","直管型覆膜支架及输送系统(中主体)","是","是",null,"血管支架","f32","cq320000112"]
[819,114,"周围血管介入类","覆膜支架(胸主动脉专用)","直管型覆膜支架及输送系统(商品名:Hercules)(中主体)","上海微创心脉医疗科技（集团）股份有限公司","913101150512565326","上海微创心脉医疗科技（集团）股份有限公司","C0206050010001102501","0001173","","d132af21-6a58-11ea-9dc4-fa163e0a8baf","近端直径：D1（mm）：14、远端直径：D2（mm）：12；覆膜段长度：L1（mm） ：130、裸段长度：L2（mm） ：0","HT1412-130-0000","血管介入治疗类材料","国械注准20153130517","直管型覆膜支架及输送系统(中主体)","是","是",null,"血管支架","f32","cq320000112"]
[820,114,"周围血管介入类","覆膜支架(胸主动脉专用)","直管型覆膜支架及输送系统(商品名:Hercules)(中主体)","上海微创心脉医疗科技（集团）股份有限公司","913101150512565326","上海微创心脉医疗科技（集团）股份有限公司","C0206050010001102501","0001174","","d132b054-6a58-11ea-9dc4-fa163e0a8baf","近端直径：D1（mm）：34、远端直径：D2（mm）：14；覆膜段长度：L1（mm） ：130、裸段长度：L2（mm） ：20","HT3414-130-2000","血管介入治疗类材料","国械注准20153130517","直管型覆膜支架及输送系统(中主体)","是","是",null,"血管支架","f32","cq320000112"]
[821,114,"周围血管介入类","覆膜支架(胸主动脉专用)","直管型覆膜支架及输送系统(商品名:Hercules)(中主体)","上海微创心脉医疗科技（集团）股份有限公司","913101150512565326","上海微创心脉医疗科技（集团）股份有限公司","C0206050010001102501","0001175","","d132b183-6a58-11ea-9dc4-fa163e0a8baf","近端直径：D1（mm）：32、远端直径：D2（mm）：18；覆膜段长度：L1（mm） ：120、裸段长度：L2（mm） ：20","HT3218-120-2000","血管介入治疗类材料","国械注准20153130517","直管型覆膜支架及输送系统(中主体)","是","是",null,"血管支架","f32","cq320000112"]
[822,114,"周围血管介入类","覆膜支架(胸主动脉专用)","直管型覆膜支架及输送系统(商品名:Hercules)(中主体)","上海微创心脉医疗科技（集团）股份有限公司","913101150512565326","上海微创心脉医疗科技（集团）股份有限公司","C0206050010001102501","0001176","","d132b2b0-6a58-11ea-9dc4-fa163e0a8baf","近端直径：D1（mm）：18、远端直径：D2（mm）：22；覆膜段长度：L1（mm） ：130、裸段长度：L2（mm） ：0","HT1822-130-0000","血管介入治疗类材料","国械注准20153130517","直管型覆膜支架及输送系统(中主体)","是","是",null,"血管支架","f32","cq320000112"]
[823,114,"周围血管介入类","覆膜支架(胸主动脉专用)","直管型覆膜支架及输送系统(商品名:Hercules)(中主体)","上海微创心脉医疗科技（集团）股份有限公司","913101150512565326","上海微创心脉医疗科技（集团）股份有限公司","C0206050010001102501","0001177","","d132b3d3-6a58-11ea-9dc4-fa163e0a8baf","近端直径：D1（mm）：38、远端直径：D2（mm）：28；覆膜段长度：L1（mm） ：130、裸段长度：L2（mm） ：15","HT3828-130-1500","血管介入治疗类材料","国械注准20153130517","直管型覆膜支架及输送系统(中主体)","是","是",null,"血管支架","f32","cq320000112"]
[824,114,"周围血管介入类","覆膜支架(胸主动脉专用)","直管型覆膜支架及输送系统(商品名:Hercules)(中主体)","上海微创心脉医疗科技（集团）股份有限公司","913101150512565326","上海微创心脉医疗科技（集团）股份有限公司","C0206050010001102501","0001178","","d132b501-6a58-11ea-9dc4-fa163e0a8baf","近端直径：D1（mm）：40、远端直径：D2（mm）：32；覆膜段长度：L1（mm） ：110、裸段长度：L2（mm） ：20","HT4032-110-2000","血管介入治疗类材料","国械注准20153130517","直管型覆膜支架及输送系统(中主体)","是","是",null,"血管支架","f32","cq320000112"]
[825,114,"周围血管介入类","覆膜支架(胸主动脉专用)","直管型覆膜支架及输送系统(商品名:Hercules)(中主体)","上海微创心脉医疗科技（集团）股份有限公司","913101150512565326","上海微创心脉医疗科技（集团）股份有限公司","C0206050010001102501","0001179","","d132b620-6a58-11ea-9dc4-fa163e0a8baf","近端直径：D1（mm）：42、远端直径：D2（mm）：38；覆膜段长度：L1（mm） ：120、裸段长度：L2（mm） ：15","HT4238-120-1500","血管介入治疗类材料","国械注准20153130517","直管型覆膜支架及输送系统(中主体)","是","是",null,"血管支架","f32","cq320000112"]
[826,114,"周围血管介入类","覆膜支架(胸主动脉专用)","直管型覆膜支架及输送系统(商品名:Hercules)(中主体)","上海微创心脉医疗科技（集团）股份有限公司","913101150512565326","上海微创心脉医疗科技（集团）股份有限公司","C0206050010001102501","0001180","","d132b746-6a58-11ea-9dc4-fa163e0a8baf","近端直径：D1（mm）：36、远端直径：D2（mm）：34；覆膜段长度：L1（mm） ：130、裸段长度：L2（mm） ：20","HT3634-130-2000","血管介入治疗类材料","国械注准20153130517","直管型覆膜支架及输送系统(中主体)","是","是",null,"血管支架","f32","cq320000112"]
[827,114,"周围血管介入类","覆膜支架(胸主动脉专用)","直管型覆膜支架及输送系统(商品名:Hercules)(中主体)","上海微创心脉医疗科技（集团）股份有限公司","913101150512565326","上海微创心脉医疗科技（集团）股份有限公司","C0206050010001102501","0001181","","d132b868-6a58-11ea-9dc4-fa163e0a8baf","近端直径：D1（mm）：16、远端直径：D2（mm）：22；覆膜段长度：L1（mm） ：130、裸段长度：L2（mm） ：0","HT1622-130-0000","血管介入治疗类材料","国械注准20153130517","直管型覆膜支架及输送系统(中主体)","是","是",null,"血管支架","f32","cq320000112"]
[828,114,"周围血管介入类","覆膜支架(胸主动脉专用)","直管型覆膜支架及输送系统(商品名:Hercules)(中主体)","上海微创心脉医疗科技（集团）股份有限公司","913101150512565326","上海微创心脉医疗科技（集团）股份有限公司","C0206050010001102501","0001182","","d132b991-6a58-11ea-9dc4-fa163e0a8baf","近端直径：D1（mm）：30、远端直径：D2（mm）：20；覆膜段长度：L1（mm） ：120、裸段长度：L2（mm） ：20","HT3020-120-2000","血管介入治疗类材料","国械注准20153130517","直管型覆膜支架及输送系统(中主体)","是","是",null,"血管支架","f32","cq320000112"]
[829,114,"周围血管介入类","覆膜支架(胸主动脉专用)","直管型覆膜支架及输送系统(商品名:Hercules)(中主体)","上海微创心脉医疗科技（集团）股份有限公司","913101150512565326","上海微创心脉医疗科技（集团）股份有限公司","C0206050010001102501","0001183","","d132bab2-6a58-11ea-9dc4-fa163e0a8baf","近端直径：D1（mm）：44、远端直径：D2（mm）：38；覆膜段长度：L1（mm） ：130、裸段长度：L2（mm） ：20","HT4438-130-2000","血管介入治疗类材料","国械注准20153130517","直管型覆膜支架及输送系统(中主体)","是","是",null,"血管支架","f32","cq320000112"]
[830,114,"周围血管介入类","覆膜支架(胸主动脉专用)","直管型覆膜支架及输送系统(商品名:Hercules)(中主体)","上海微创心脉医疗科技（集团）股份有限公司","913101150512565326","上海微创心脉医疗科技（集团）股份有限公司","C0206050010001102501","0001184","","d132bbd7-6a58-11ea-9dc4-fa163e0a8baf","近端直径：D1（mm）：16、远端直径：D2（mm）：14；覆膜段长度：L1（mm） ：110、裸段长度：L2（mm） ：0","HT1614-110-0000","血管介入治疗类材料","国械注准20153130517","直管型覆膜支架及输送系统(中主体)","是","是",null,"血管支架","f32","cq320000112"]
[831,114,"周围血管介入类","覆膜支架(胸主动脉专用)","直管型覆膜支架及输送系统(商品名:Hercules)(中主体)","上海微创心脉医疗科技（集团）股份有限公司","913101150512565326","上海微创心脉医疗科技（集团）股份有限公司","C0206050010001102501","0001185","","d132bd2b-6a58-11ea-9dc4-fa163e0a8baf","近端直径：D1（mm）：42、远端直径：D2（mm）：34；覆膜段长度：L1（mm） ：130、裸段长度：L2（mm） ：15","HT4234-130-1500","血管介入治疗类材料","国械注准20153130517","直管型覆膜支架及输送系统(中主体)","是","是",null,"血管支架","f32","cq320000112"]
[832,114,"周围血管介入类","覆膜支架(胸主动脉专用)","直管型覆膜支架及输送系统(商品名:Hercules)(中主体)","上海微创心脉医疗科技（集团）股份有限公司","913101150512565326","上海微创心脉医疗科技（集团）股份有限公司","C0206050010001102501","0001186","","d132be61-6a58-11ea-9dc4-fa163e0a8baf","近端直径：D1（mm）：32、远端直径：D2（mm）：24；覆膜段长度：L1（mm） ：120、裸段长度：L2（mm） ：20","HT3224-120-2000","血管介入治疗类材料","国械注准20153130517","直管型覆膜支架及输送系统(中主体)","是","是",null,"血管支架","f32","cq320000112"]
[833,114,"周围血管介入类","覆膜支架(胸主动脉专用)","直管型覆膜支架及输送系统(商品名:Hercules)(中主体)","上海微创心脉医疗科技（集团）股份有限公司","913101150512565326","上海微创心脉医疗科技（集团）股份有限公司","C0206050010001102501","0001187","","d132bf8f-6a58-11ea-9dc4-fa163e0a8baf","近端直径：D1（mm）：16、远端直径：D2（mm）：22；覆膜段长度：L1（mm） ：110、裸段长度：L2（mm） ：0","HT1622-110-0000","血管介入治疗类材料","国械注准20153130517","直管型覆膜支架及输送系统(中主体)","是","是",null,"血管支架","f32","cq320000112"]
[834,114,"周围血管介入类","覆膜支架(胸主动脉专用)","直管型覆膜支架及输送系统(商品名:Hercules)(中主体)","上海微创心脉医疗科技（集团）股份有限公司","913101150512565326","上海微创心脉医疗科技（集团）股份有限公司","C0206050010001102501","0001188","","d132c0c6-6a58-11ea-9dc4-fa163e0a8baf","近端直径：D1（mm）：20、远端直径：D2（mm）：16；覆膜段长度：L1（mm） ：110、裸段长度：L2（mm） ：15","HT2016-110-1500","血管介入治疗类材料","国械注准20153130517","直管型覆膜支架及输送系统(中主体)","是","是",null,"血管支架","f32","cq320000112"]
[835,114,"周围血管介入类","覆膜支架(胸主动脉专用)","直管型覆膜支架及输送系统(商品名:Hercules)(中主体)","上海微创心脉医疗科技（集团）股份有限公司","913101150512565326","上海微创心脉医疗科技（集团）股份有限公司","C0206050010001102501","0001189","","d132c1e8-6a58-11ea-9dc4-fa163e0a8baf","近端直径：D1（mm）：40、远端直径：D2（mm）：36；覆膜段长度：L1（mm） ：120、裸段长度：L2（mm） ：15","HT4036-120-1500","血管介入治疗类材料","国械注准20153130517","直管型覆膜支架及输送系统(中主体)","是","是",null,"血管支架","f32","cq320000112"]
[836,114,"周围血管介入类","覆膜支架(胸主动脉专用)","直管型覆膜支架及输送系统(商品名:Hercules)(中主体)","上海微创心脉医疗科技（集团）股份有限公司","913101150512565326","上海微创心脉医疗科技（集团）股份有限公司","C0206050010001102501","0001190","","d132c313-6a58-11ea-9dc4-fa163e0a8baf","近端直径：D1（mm）：38、远端直径：D2（mm）：34；覆膜段长度：L1（mm） ：130、裸段长度：L2（mm） ：15","HT3834-130-1500","血管介入治疗类材料","国械注准20153130517","直管型覆膜支架及输送系统(中主体)","是","是",null,"血管支架","f32","cq320000112"]
[837,114,"周围血管介入类","覆膜支架(胸主动脉专用)","直管型覆膜支架及输送系统(商品名:Hercules)(中主体)","上海微创心脉医疗科技（集团）股份有限公司","913101150512565326","上海微创心脉医疗科技（集团）股份有限公司","C0206050010001102501","0001191","","d132c5da-6a58-11ea-9dc4-fa163e0a8baf","近端直径：D1（mm）：38、远端直径：D2（mm）：34；覆膜段长度：L1（mm） ：120、裸段长度：L2（mm） ：15","HT3834-120-1500","血管介入治疗类材料","国械注准20153130517","直管型覆膜支架及输送系统(中主体)","是","是",null,"血管支架","f32","cq320000112"]
[838,114,"周围血管介入类","覆膜支架(胸主动脉专用)","直管型覆膜支架及输送系统(商品名:Hercules)(中主体)","上海微创心脉医疗科技（集团）股份有限公司","913101150512565326","上海微创心脉医疗科技（集团）股份有限公司","C0206050010001102501","0001192","","d132c718-6a58-11ea-9dc4-fa163e0a8baf","近端直径：D1（mm）：32、远端直径：D2（mm）：30；覆膜段长度：L1（mm） ：130、裸段长度：L2（mm） ：20","HT3230-130-2000","血管介入治疗类材料","国械注准20153130517","直管型覆膜支架及输送系统(中主体)","是","是",null,"血管支架","f32","cq320000112"]
[839,114,"周围血管介入类","覆膜支架(胸主动脉专用)","直管型覆膜支架及输送系统(商品名:Hercules)(中主体)","上海微创心脉医疗科技（集团）股份有限公司","913101150512565326","上海微创心脉医疗科技（集团）股份有限公司","C0206050010001102501","0001193","","d132c87d-6a58-11ea-9dc4-fa163e0a8baf","近端直径：D1（mm）：38、远端直径：D2（mm）：36；覆膜段长度：L1（mm） ：120、裸段长度：L2（mm） ：20","HT3836-120-2000","血管介入治疗类材料","国械注准20153130517","直管型覆膜支架及输送系统(中主体)","是","是",null,"血管支架","f32","cq320000112"]
[840,114,"周围血管介入类","覆膜支架(胸主动脉专用)","直管型覆膜支架及输送系统(商品名:Hercules)(中主体)","上海微创心脉医疗科技（集团）股份有限公司","913101150512565326","上海微创心脉医疗科技（集团）股份有限公司","C0206050010001102501","0001194","","d132c9ae-6a58-11ea-9dc4-fa163e0a8baf","近端直径：D1（mm）：38、远端直径：D2（mm）：36；覆膜段长度：L1（mm） ：120、裸段长度：L2（mm） ：15","HT3836-120-1500","血管介入治疗类材料","国械注准20153130517","直管型覆膜支架及输送系统(中主体)","是","是",null,"血管支架","f32","cq320000112"]
[841,114,"周围血管介入类","覆膜支架(胸主动脉专用)","直管型覆膜支架及输送系统(商品名:Hercules)(中主体)","上海微创心脉医疗科技（集团）股份有限公司","913101150512565326","上海微创心脉医疗科技（集团）股份有限公司","C0206050010001102501","0001195","","d132cae0-6a58-11ea-9dc4-fa163e0a8baf","近端直径：D1（mm）：34、远端直径：D2（mm）：22；覆膜段长度：L1（mm） ：130、裸段长度：L2（mm） ：20","HT3422-130-2000","血管介入治疗类材料","国械注准20153130517","直管型覆膜支架及输送系统(中主体)","是","是",null,"血管支架","f32","cq320000112"]
[842,114,"周围血管介入类","覆膜支架(胸主动脉专用)","直管型覆膜支架及输送系统(商品名:Hercules)(中主体)","上海微创心脉医疗科技（集团）股份有限公司","913101150512565326","上海微创心脉医疗科技（集团）股份有限公司","C0206050010001102501","0001196","","d132cc04-6a58-11ea-9dc4-fa163e0a8baf","近端直径：D1（mm）：18、远端直径：D2（mm）：12；覆膜段长度：L1（mm） ：130、裸段长度：L2（mm） ：0","HT1812-130-0000","血管介入治疗类材料","国械注准20153130517","直管型覆膜支架及输送系统(中主体)","是","是",null,"血管支架","f32","cq320000112"]
[843,114,"周围血管介入类","覆膜支架(胸主动脉专用)","直管型覆膜支架及输送系统(商品名:Hercules)(中主体)","上海微创心脉医疗科技（集团）股份有限公司","913101150512565326","上海微创心脉医疗科技（集团）股份有限公司","C0206050010001102501","0001197","","d132cd2d-6a58-11ea-9dc4-fa163e0a8baf","近端直径：D1（mm）：42、远端直径：D2（mm）：40；覆膜段长度：L1（mm） ：120、裸段长度：L2（mm） ：20","HT4240-120-2000","血管介入治疗类材料","国械注准20153130517","直管型覆膜支架及输送系统(中主体)","是","是",null,"血管支架","f32","cq320000112"]
[844,114,"周围血管介入类","覆膜支架(胸主动脉专用)","直管型覆膜支架及输送系统(商品名:Hercules)(中主体)","上海微创心脉医疗科技（集团）股份有限公司","913101150512565326","上海微创心脉医疗科技（集团）股份有限公司","C0206050010001102501","0001198","","d132ce56-6a58-11ea-9dc4-fa163e0a8baf","近端直径：D1（mm）：44、远端直径：D2（mm）：34；覆膜段长度：L1（mm） ：120、裸段长度：L2（mm） ：20","HT4434-120-2000","血管介入治疗类材料","国械注准20153130517","直管型覆膜支架及输送系统(中主体)","是","是",null,"血管支架","f32","cq320000112"]
[845,114,"周围血管介入类","覆膜支架(胸主动脉专用)","直管型覆膜支架及输送系统(商品名:Hercules)(中主体)","上海微创心脉医疗科技（集团）股份有限公司","913101150512565326","上海微创心脉医疗科技（集团）股份有限公司","C0206050010001102501","0001199","","d132cf78-6a58-11ea-9dc4-fa163e0a8baf","近端直径：D1（mm）：18、远端直径：D2（mm）：16；覆膜段长度：L1（mm） ：110、裸段长度：L2（mm） ：0","HT1816-110-0000","血管介入治疗类材料","国械注准20153130517","直管型覆膜支架及输送系统(中主体)","是","是",null,"血管支架","f32","cq320000112"]
[846,114,"周围血管介入类","覆膜支架(胸主动脉专用)","直管型覆膜支架及输送系统(商品名:Hercules)(中主体)","上海微创心脉医疗科技（集团）股份有限公司","913101150512565326","上海微创心脉医疗科技（集团）股份有限公司","C0206050010001102501","0001200","","d132d097-6a58-11ea-9dc4-fa163e0a8baf","近端直径：D1（mm）：38、远端直径：D2（mm）：34；覆膜段长度：L1（mm） ：120、裸段长度：L2（mm） ：20","HT3834-120-2000","血管介入治疗类材料","国械注准20153130517","直管型覆膜支架及输送系统(中主体)","是","是",null,"血管支架","f32","cq320000112"]
[847,114,"周围血管介入类","覆膜支架(胸主动脉专用)","直管型覆膜支架及输送系统(商品名:Hercules)(中主体)","上海微创心脉医疗科技（集团）股份有限公司","913101150512565326","上海微创心脉医疗科技（集团）股份有限公司","C0206050010001102501","0001201","","d132d1b9-6a58-11ea-9dc4-fa163e0a8baf","近端直径：D1（mm）：18、远端直径：D2（mm）：26；覆膜段长度：L1（mm） ：110、裸段长度：L2（mm） ：0","HT1826-110-0000","血管介入治疗类材料","国械注准20153130517","直管型覆膜支架及输送系统(中主体)","是","是",null,"血管支架","f32","cq320000112"]
[848,114,"周围血管介入类","覆膜支架(胸主动脉专用)","直管型覆膜支架及输送系统(商品名:Hercules)(中主体)","上海微创心脉医疗科技（集团）股份有限公司","913101150512565326","上海微创心脉医疗科技（集团）股份有限公司","C0206050010001102501","0001202","","d132d2da-6a58-11ea-9dc4-fa163e0a8baf","近端直径：D1（mm）：28、远端直径：D2（mm）：14；覆膜段长度：L1（mm） ：130、裸段长度：L2（mm） ：15","HT2814-130-1500","血管介入治疗类材料","国械注准20153130517","直管型覆膜支架及输送系统(中主体)","是","是",null,"血管支架","f32","cq320000112"]
[849,114,"周围血管介入类","覆膜支架(胸主动脉专用)","直管型覆膜支架及输送系统(商品名:Hercules)(中主体)","上海微创心脉医疗科技（集团）股份有限公司","913101150512565326","上海微创心脉医疗科技（集团）股份有限公司","C0206050010001102501","0001203","","d132d3fa-6a58-11ea-9dc4-fa163e0a8baf","近端直径：D1（mm）：42、远端直径：D2（mm）：32；覆膜段长度：L1（mm） ：110、裸段长度：L2（mm） ：20","HT4232-110-2000","血管介入治疗类材料","国械注准20153130517","直管型覆膜支架及输送系统(中主体)","是","是",null,"血管支架","f32","cq320000112"]
[850,114,"周围血管介入类","覆膜支架(胸主动脉专用)","直管型覆膜支架及输送系统(商品名:Hercules)(中主体)","上海微创心脉医疗科技（集团）股份有限公司","913101150512565326","上海微创心脉医疗科技（集团）股份有限公司","C0206050010001102501","0001204","","d132d51d-6a58-11ea-9dc4-fa163e0a8baf","近端直径：D1（mm）：22、远端直径：D2（mm）：14；覆膜段长度：L1（mm） ：130、裸段长度：L2（mm） ：15","HT2214-130-1500","血管介入治疗类材料","国械注准20153130517","直管型覆膜支架及输送系统(中主体)","是","是",null,"血管支架","f32","cq320000112"]
[851,114,"周围血管介入类","覆膜支架(胸主动脉专用)","直管型覆膜支架及输送系统(商品名:Hercules)(中主体)","上海微创心脉医疗科技（集团）股份有限公司","913101150512565326","上海微创心脉医疗科技（集团）股份有限公司","C0206050010001102501","0001205","","d132d638-6a58-11ea-9dc4-fa163e0a8baf","近端直径：D1（mm）：30、远端直径：D2（mm）：28；覆膜段长度：L1（mm） ：130、裸段长度：L2（mm） ：20","HT3028-130-2000","血管介入治疗类材料","国械注准20153130517","直管型覆膜支架及输送系统(中主体)","是","是",null,"血管支架","f32","cq320000112"]
[852,114,"周围血管介入类","覆膜支架(胸主动脉专用)","直管型覆膜支架及输送系统(商品名:Hercules)(中主体)","上海微创心脉医疗科技（集团）股份有限公司","913101150512565326","上海微创心脉医疗科技（集团）股份有限公司","C0206050010001102501","0001206","","d132d8fc-6a58-11ea-9dc4-fa163e0a8baf","近端直径：D1（mm）：24、远端直径：D2（mm）：18；覆膜段长度：L1（mm） ：120、裸段长度：L2（mm） ：15","HT2418-120-1500","血管介入治疗类材料","国械注准20153130517","直管型覆膜支架及输送系统(中主体)","是","是",null,"血管支架","f32","cq320000112"]
[853,114,"周围血管介入类","覆膜支架(胸主动脉专用)","直管型覆膜支架及输送系统(商品名:Hercules)(中主体)","上海微创心脉医疗科技（集团）股份有限公司","913101150512565326","上海微创心脉医疗科技（集团）股份有限公司","C0206050010001102501","0001207","","d132da51-6a58-11ea-9dc4-fa163e0a8baf","近端直径：D1（mm）：14、远端直径：D2（mm）：22；覆膜段长度：L1（mm） ：120、裸段长度：L2（mm） ：0","HT1422-120-0000","血管介入治疗类材料","国械注准20153130517","直管型覆膜支架及输送系统(中主体)","是","是",null,"血管支架","f32","cq320000112"]
[854,114,"周围血管介入类","覆膜支架(胸主动脉专用)","直管型覆膜支架及输送系统(商品名:Hercules)(中主体)","上海微创心脉医疗科技（集团）股份有限公司","913101150512565326","上海微创心脉医疗科技（集团）股份有限公司","C0206050010001102501","0001208","","d132db7e-6a58-11ea-9dc4-fa163e0a8baf","近端直径：D1（mm）：26、远端直径：D2（mm）：12；覆膜段长度：L1（mm） ：130、裸段长度：L2（mm） ：15","HT2612-130-1500","血管介入治疗类材料","国械注准20153130517","直管型覆膜支架及输送系统(中主体)","是","是",null,"血管支架","f32","cq320000112"]
[855,114,"周围血管介入类","覆膜支架(胸主动脉专用)","直管型覆膜支架及输送系统(商品名:Hercules)(中主体)","上海微创心脉医疗科技（集团）股份有限公司","913101150512565326","上海微创心脉医疗科技（集团）股份有限公司","C0206050010001102501","0001209","","d132dc9e-6a58-11ea-9dc4-fa163e0a8baf","近端直径：D1（mm）：32、远端直径：D2（mm）：26；覆膜段长度：L1（mm） ：120、裸段长度：L2（mm） ：20","HT3226-120-2000","血管介入治疗类材料","国械注准20153130517","直管型覆膜支架及输送系统(中主体)","是","是",null,"血管支架","f32","cq320000112"]
[856,114,"周围血管介入类","覆膜支架(胸主动脉专用)","直管型覆膜支架及输送系统(商品名:Hercules)(中主体)","上海微创心脉医疗科技（集团）股份有限公司","913101150512565326","上海微创心脉医疗科技（集团）股份有限公司","C0206050010001102501","0001210","","d132ddd0-6a58-11ea-9dc4-fa163e0a8baf","近端直径：D1（mm）：18、远端直径：D2（mm）：28；覆膜段长度：L1（mm） ：110、裸段长度：L2（mm） ：0","HT1828-110-0000","血管介入治疗类材料","国械注准20153130517","直管型覆膜支架及输送系统(中主体)","是","是",null,"血管支架","f32","cq320000112"]
[857,114,"周围血管介入类","覆膜支架(胸主动脉专用)","直管型覆膜支架及输送系统(商品名:Hercules)(中主体)","上海微创心脉医疗科技（集团）股份有限公司","913101150512565326","上海微创心脉医疗科技（集团）股份有限公司","C0206050010001102501","0001211","","d132df04-6a58-11ea-9dc4-fa163e0a8baf","近端直径：D1（mm）：30、远端直径：D2（mm）：22；覆膜段长度：L1（mm） ：120、裸段长度：L2（mm） ：20","HT3022-120-2000","血管介入治疗类材料","国械注准20153130517","直管型覆膜支架及输送系统(中主体)","是","是",null,"血管支架","f32","cq320000112"]
[858,114,"周围血管介入类","覆膜支架(胸主动脉专用)","直管型覆膜支架及输送系统(商品名:Hercules)(中主体)","上海微创心脉医疗科技（集团）股份有限公司","913101150512565326","上海微创心脉医疗科技（集团）股份有限公司","C0206050010001102501","0001212","","d132e035-6a58-11ea-9dc4-fa163e0a8baf","近端直径：D1（mm）：22、远端直径：D2（mm）：12；覆膜段长度：L1（mm） ：130、裸段长度：L2（mm） ：15","HT2212-130-1500","血管介入治疗类材料","国械注准20153130517","直管型覆膜支架及输送系统(中主体)","是","是",null,"血管支架","f32","cq320000112"]
[859,114,"周围血管介入类","覆膜支架(胸主动脉专用)","直管型覆膜支架及输送系统(商品名:Hercules)(中主体)","上海微创心脉医疗科技（集团）股份有限公司","913101150512565326","上海微创心脉医疗科技（集团）股份有限公司","C0206050010001102501","0001213","","d132e15c-6a58-11ea-9dc4-fa163e0a8baf","近端直径：D1（mm）：18、远端直径：D2（mm）：26；覆膜段长度：L1（mm） ：120、裸段长度：L2（mm） ：0","HT1826-120-0000","血管介入治疗类材料","国械注准20153130517","直管型覆膜支架及输送系统(中主体)","是","是",null,"血管支架","f32","cq320000112"]
[860,114,"周围血管介入类","覆膜支架(胸主动脉专用)","直管型覆膜支架及输送系统(商品名:Hercules)(中主体)","上海微创心脉医疗科技（集团）股份有限公司","913101150512565326","上海微创心脉医疗科技（集团）股份有限公司","C0206050010001102501","0001214","","d132e280-6a58-11ea-9dc4-fa163e0a8baf","近端直径：D1（mm）：18、远端直径：D2（mm）：30；覆膜段长度：L1（mm） ：120、裸段长度：L2（mm） ：0","HT1830-120-0000","血管介入治疗类材料","国械注准20153130517","直管型覆膜支架及输送系统(中主体)","是","是",null,"血管支架","f32","cq320000112"]
[861,114,"周围血管介入类","覆膜支架(胸主动脉专用)","直管型覆膜支架及输送系统(商品名:Hercules)(中主体)","上海微创心脉医疗科技（集团）股份有限公司","913101150512565326","上海微创心脉医疗科技（集团）股份有限公司","C0206050010001102501","0001215","","d132e39e-6a58-11ea-9dc4-fa163e0a8baf","近端直径：D1（mm）：34、远端直径：D2（mm）：28；覆膜段长度：L1（mm） ：130、裸段长度：L2（mm） ：20","HT3428-130-2000","血管介入治疗类材料","国械注准20153130517","直管型覆膜支架及输送系统(中主体)","是","是",null,"血管支架","f32","cq320000112"]
[862,114,"周围血管介入类","覆膜支架(胸主动脉专用)","直管型覆膜支架及输送系统(商品名:Hercules)(中主体)","上海微创心脉医疗科技（集团）股份有限公司","913101150512565326","上海微创心脉医疗科技（集团）股份有限公司","C0206050010001102501","0001216","","d132e4d1-6a58-11ea-9dc4-fa163e0a8baf","近端直径：D1（mm）：26、远端直径：D2（mm）：12；覆膜段长度：L1（mm） ：120、裸段长度：L2（mm） ：15","HT2612-120-1500","血管介入治疗类材料","国械注准20153130517","直管型覆膜支架及输送系统(中主体)","是","是",null,"血管支架","f32","cq320000112"]
[863,114,"周围血管介入类","覆膜支架(胸主动脉专用)","直管型覆膜支架及输送系统(商品名:Hercules)(中主体)","上海微创心脉医疗科技（集团）股份有限公司","913101150512565326","上海微创心脉医疗科技（集团）股份有限公司","C0206050010001102501","0001217","","d132e5f6-6a58-11ea-9dc4-fa163e0a8baf","近端直径：D1（mm）：40、远端直径：D2（mm）：34；覆膜段长度：L1（mm） ：120、裸段长度：L2（mm） ：20","HT4034-120-2000","血管介入治疗类材料","国械注准20153130517","直管型覆膜支架及输送系统(中主体)","是","是",null,"血管支架","f32","cq320000112"]
[864,114,"周围血管介入类","覆膜支架(胸主动脉专用)","直管型覆膜支架及输送系统(商品名:Hercules)(中主体)","上海微创心脉医疗科技（集团）股份有限公司","913101150512565326","上海微创心脉医疗科技（集团）股份有限公司","C0206050010001102501","0001218","","d132e72f-6a58-11ea-9dc4-fa163e0a8baf","近端直径：D1（mm）：40、远端直径：D2（mm）：28；覆膜段长度：L1（mm） ：110、裸段长度：L2（mm） ：20","HT4028-110-2000","血管介入治疗类材料","国械注准20153130517","直管型覆膜支架及输送系统(中主体)","是","是",null,"血管支架","f32","cq320000112"]
[865,114,"周围血管介入类","覆膜支架(胸主动脉专用)","直管型覆膜支架及输送系统(商品名:Hercules)(中主体)","上海微创心脉医疗科技（集团）股份有限公司","913101150512565326","上海微创心脉医疗科技（集团）股份有限公司","C0206050010001102501","0001219","","d132e863-6a58-11ea-9dc4-fa163e0a8baf","近端直径：D1（mm）：32、远端直径：D2（mm）：28；覆膜段长度：L1（mm） ：130、裸段长度：L2（mm） ：20","HT3228-130-2000","血管介入治疗类材料","国械注准20153130517","直管型覆膜支架及输送系统(中主体)","是","是",null,"血管支架","f32","cq320000112"]
[866,114,"周围血管介入类","覆膜支架(胸主动脉专用)","直管型覆膜支架及输送系统(商品名:Hercules)(中主体)","上海微创心脉医疗科技（集团）股份有限公司","913101150512565326","上海微创心脉医疗科技（集团）股份有限公司","C0206050010001102501","0001220","","d132e989-6a58-11ea-9dc4-fa163e0a8baf","近端直径：D1（mm）：28、远端直径：D2（mm）：22；覆膜段长度：L1（mm） ：130、裸段长度：L2（mm） ：15","HT2822-130-1500","血管介入治疗类材料","国械注准20153130517","直管型覆膜支架及输送系统(中主体)","是","是",null,"血管支架","f32","cq320000112"]
[867,114,"周围血管介入类","覆膜支架(胸主动脉专用)","直管型覆膜支架及输送系统(商品名:Hercules)(中主体)","上海微创心脉医疗科技（集团）股份有限公司","913101150512565326","上海微创心脉医疗科技（集团）股份有限公司","C0206050010001102501","0001221","","d132eaeb-6a58-11ea-9dc4-fa163e0a8baf","近端直径：D1（mm）：24、远端直径：D2（mm）：12；覆膜段长度：L1（mm） ：130、裸段长度：L2（mm） ：15","HT2412-130-1500","血管介入治疗类材料","国械注准20153130517","直管型覆膜支架及输送系统(中主体)","是","是",null,"血管支架","f32","cq320000112"]
[868,114,"周围血管介入类","覆膜支架(胸主动脉专用)","直管型覆膜支架及输送系统(商品名:Hercules)(中主体)","上海微创心脉医疗科技（集团）股份有限公司","913101150512565326","上海微创心脉医疗科技（集团）股份有限公司","C0206050010001102501","0001222","","d132ec39-6a58-11ea-9dc4-fa163e0a8baf","近端直径：D1（mm）：42、远端直径：D2（mm）：34；覆膜段长度：L1（mm） ：120、裸段长度：L2（mm） ：15","HT4234-120-1500","血管介入治疗类材料","国械注准20153130517","直管型覆膜支架及输送系统(中主体)","是","是",null,"血管支架","f32","cq320000112"]
[869,114,"周围血管介入类","覆膜支架(胸主动脉专用)","直管型覆膜支架及输送系统(商品名:Hercules)(中主体)","上海微创心脉医疗科技（集团）股份有限公司","913101150512565326","上海微创心脉医疗科技（集团）股份有限公司","C0206050010001102501","0001223","","d132ed62-6a58-11ea-9dc4-fa163e0a8baf","近端直径：D1（mm）：40、远端直径：D2（mm）：30；覆膜段长度：L1（mm） ：110、裸段长度：L2（mm） ：20","HT4030-110-2000","血管介入治疗类材料","国械注准20153130517","直管型覆膜支架及输送系统(中主体)","是","是",null,"血管支架","f32","cq320000112"]
[870,114,"周围血管介入类","覆膜支架(胸主动脉专用)","直管型覆膜支架及输送系统(商品名:Hercules)(中主体)","上海微创心脉医疗科技（集团）股份有限公司","913101150512565326","上海微创心脉医疗科技（集团）股份有限公司","C0206050010001102501","0001224","","d132eeb4-6a58-11ea-9dc4-fa163e0a8baf","近端直径：D1（mm）：30、远端直径：D2（mm）：16；覆膜段长度：L1（mm） ：120、裸段长度：L2（mm） ：20","HT3016-120-2000","血管介入治疗类材料","国械注准20153130517","直管型覆膜支架及输送系统(中主体)","是","是",null,"血管支架","f32","cq320000112"]
[871,114,"周围血管介入类","覆膜支架(胸主动脉专用)","直管型覆膜支架及输送系统(商品名:Hercules)(中主体)","上海微创心脉医疗科技（集团）股份有限公司","913101150512565326","上海微创心脉医疗科技（集团）股份有限公司","C0206050010001102501","0001225","","d132efef-6a58-11ea-9dc4-fa163e0a8baf","近端直径：D1（mm）：12、远端直径：D2（mm）：16；覆膜段长度：L1（mm） ：130、裸段长度：L2（mm） ：0","HT1216-130-0000","血管介入治疗类材料","国械注准20153130517","直管型覆膜支架及输送系统(中主体)","是","是",null,"血管支架","f32","cq320000112"]
[872,114,"周围血管介入类","覆膜支架(胸主动脉专用)","直管型覆膜支架及输送系统(商品名:Hercules)(中主体)","上海微创心脉医疗科技（集团）股份有限公司","913101150512565326","上海微创心脉医疗科技（集团）股份有限公司","C0206050010001102501","0001226","","d132f130-6a58-11ea-9dc4-fa163e0a8baf","近端直径：D1（mm）：24、远端直径：D2（mm）：18；覆膜段长度：L1（mm） ：130、裸段长度：L2（mm） ：15","HT2418-130-1500","血管介入治疗类材料","国械注准20153130517","直管型覆膜支架及输送系统(中主体)","是","是",null,"血管支架","f32","cq320000112"]
[873,114,"周围血管介入类","覆膜支架(胸主动脉专用)","直管型覆膜支架及输送系统(商品名:Hercules)(中主体)","上海微创心脉医疗科技（集团）股份有限公司","913101150512565326","上海微创心脉医疗科技（集团）股份有限公司","C0206050010001102501","0001228","","d132f590-6a58-11ea-9dc4-fa163e0a8baf","近端直径：D1（mm）：40、远端直径：D2（mm）：30；覆膜段长度：L1（mm） ：120、裸段长度：L2（mm） ：15","HT4030-120-1500","血管介入治疗类材料","国械注准20153130517","直管型覆膜支架及输送系统(中主体)","是","是",null,"血管支架","f32","cq320000112"]
[874,114,"周围血管介入类","覆膜支架(胸主动脉专用)","直管型覆膜支架及输送系统(商品名:Hercules)(中主体)","上海微创心脉医疗科技（集团）股份有限公司","913101150512565326","上海微创心脉医疗科技（集团）股份有限公司","C0206050010001102501","0001229","","d132f7a5-6a58-11ea-9dc4-fa163e0a8baf","近端直径：D1（mm）：42、远端直径：D2（mm）：32；覆膜段长度：L1（mm） ：130、裸段长度：L2（mm） ：15","HT4232-130-1500","血管介入治疗类材料","国械注准20153130517","直管型覆膜支架及输送系统(中主体)","是","是",null,"血管支架","f32","cq320000112"]
[875,114,"周围血管介入类","覆膜支架(胸主动脉专用)","直管型覆膜支架及输送系统(商品名:Hercules)(中主体)","上海微创心脉医疗科技（集团）股份有限公司","913101150512565326","上海微创心脉医疗科技（集团）股份有限公司","C0206050010001102501","0001230","","d132f93a-6a58-11ea-9dc4-fa163e0a8baf","近端直径：D1（mm）：40、远端直径：D2（mm）：32；覆膜段长度：L1（mm） ：130、裸段长度：L2（mm） ：20","HT4032-130-2000","血管介入治疗类材料","国械注准20153130517","直管型覆膜支架及输送系统(中主体)","是","是",null,"血管支架","f32","cq320000112"]
[876,114,"周围血管介入类","覆膜支架(胸主动脉专用)","直管型覆膜支架及输送系统(商品名:Hercules)(中主体)","上海微创心脉医疗科技（集团）股份有限公司","913101150512565326","上海微创心脉医疗科技（集团）股份有限公司","C0206050010001102501","0001231","","d132fb28-6a58-11ea-9dc4-fa163e0a8baf","近端直径：D1（mm）：12、远端直径：D2（mm）：16；覆膜段长度：L1（mm） ：110、裸段长度：L2（mm） ：0","HT1216-110-0000","血管介入治疗类材料","国械注准20153130517","直管型覆膜支架及输送系统(中主体)","是","是",null,"血管支架","f32","cq320000112"]
[877,114,"周围血管介入类","覆膜支架(胸主动脉专用)","直管型覆膜支架及输送系统(商品名:Hercules)(中主体)","上海微创心脉医疗科技（集团）股份有限公司","913101150512565326","上海微创心脉医疗科技（集团）股份有限公司","C0206050010001102501","0001232","","d132fd2b-6a58-11ea-9dc4-fa163e0a8baf","近端直径：D1（mm）：38、远端直径：D2（mm）：32；覆膜段长度：L1（mm） ：130、裸段长度：L2（mm） ：20","HT3832-130-2000","血管介入治疗类材料","国械注准20153130517","直管型覆膜支架及输送系统(中主体)","是","是",null,"血管支架","f32","cq320000112"]
[878,114,"周围血管介入类","覆膜支架(胸主动脉专用)","直管型覆膜支架及输送系统(商品名:Hercules)(中主体)","上海微创心脉医疗科技（集团）股份有限公司","913101150512565326","上海微创心脉医疗科技（集团）股份有限公司","C0206050010001102501","0001233","","d1330052-6a58-11ea-9dc4-fa163e0a8baf","近端直径：D1（mm）：44、远端直径：D2（mm）：40；覆膜段长度：L1（mm） ：110、裸段长度：L2（mm） ：20","HT4440-110-2000","血管介入治疗类材料","国械注准20153130517","直管型覆膜支架及输送系统(中主体)","是","是",null,"血管支架","f32","cq320000112"]
[879,114,"周围血管介入类","覆膜支架(胸主动脉专用)","直管型覆膜支架及输送系统(商品名:Hercules)(中主体)","上海微创心脉医疗科技（集团）股份有限公司","913101150512565326","上海微创心脉医疗科技（集团）股份有限公司","C0206050010001102501","0001234","","d13302c6-6a58-11ea-9dc4-fa163e0a8baf","近端直径：D1（mm）：16、远端直径：D2（mm）：28；覆膜段长度：L1（mm） ：130、裸段长度：L2（mm） ：0","HT1628-130-0000","血管介入治疗类材料","国械注准20153130517","直管型覆膜支架及输送系统(中主体)","是","是",null,"血管支架","f32","cq320000112"]
[880,114,"周围血管介入类","覆膜支架(胸主动脉专用)","直管型覆膜支架及输送系统(商品名:Hercules)(中主体)","上海微创心脉医疗科技（集团）股份有限公司","913101150512565326","上海微创心脉医疗科技（集团）股份有限公司","C0206050010001102501","0001235","","d1330527-6a58-11ea-9dc4-fa163e0a8baf","近端直径：D1（mm）：32、远端直径：D2（mm）：14；覆膜段长度：L1（mm） ：130、裸段长度：L2（mm） ：20","HT3214-130-2000","血管介入治疗类材料","国械注准20153130517","直管型覆膜支架及输送系统(中主体)","是","是",null,"血管支架","f32","cq320000112"]
[881,114,"周围血管介入类","覆膜支架(胸主动脉专用)","直管型覆膜支架及输送系统(商品名:Hercules)(中主体)","上海微创心脉医疗科技（集团）股份有限公司","913101150512565326","上海微创心脉医疗科技（集团）股份有限公司","C0206050010001102501","0001236","","d1330685-6a58-11ea-9dc4-fa163e0a8baf","近端直径：D1（mm）：30、远端直径：D2（mm）：26；覆膜段长度：L1（mm） ：130、裸段长度：L2（mm） ：20","HT3026-130-2000","血管介入治疗类材料","国械注准20153130517","直管型覆膜支架及输送系统(中主体)","是","是",null,"血管支架","f32","cq320000112"]
[882,114,"周围血管介入类","覆膜支架(胸主动脉专用)","直管型覆膜支架及输送系统(商品名:Hercules)(中主体)","上海微创心脉医疗科技（集团）股份有限公司","913101150512565326","上海微创心脉医疗科技（集团）股份有限公司","C0206050010001102501","0001237","","d13307b7-6a58-11ea-9dc4-fa163e0a8baf","近端直径：D1（mm）：26、远端直径：D2（mm）：16；覆膜段长度：L1（mm） ：120、裸段长度：L2（mm） ：15","HT2616-120-1500","血管介入治疗类材料","国械注准20153130517","直管型覆膜支架及输送系统(中主体)","是","是",null,"血管支架","f32","cq320000112"]
[883,114,"周围血管介入类","覆膜支架(胸主动脉专用)","直管型覆膜支架及输送系统(商品名:Hercules)(中主体)","上海微创心脉医疗科技（集团）股份有限公司","913101150512565326","上海微创心脉医疗科技（集团）股份有限公司","C0206050010001102501","0001238","","d13308ec-6a58-11ea-9dc4-fa163e0a8baf","近端直径：D1（mm）：20、远端直径：D2（mm）：18；覆膜段长度：L1（mm） ：130、裸段长度：L2（mm） ：15","HT2018-130-1500","血管介入治疗类材料","国械注准20153130517","直管型覆膜支架及输送系统(中主体)","是","是",null,"血管支架","f32","cq320000112"]
[884,114,"周围血管介入类","覆膜支架(胸主动脉专用)","直管型覆膜支架及输送系统(商品名:Hercules)(中主体)","上海微创心脉医疗科技（集团）股份有限公司","913101150512565326","上海微创心脉医疗科技（集团）股份有限公司","C0206050010001102501","0001239","","d1330a11-6a58-11ea-9dc4-fa163e0a8baf","近端直径：D1（mm）：36、远端直径：D2（mm）：34；覆膜段长度：L1（mm） ：110、裸段长度：L2（mm） ：20","HT3634-110-2000","血管介入治疗类材料","国械注准20153130517","直管型覆膜支架及输送系统(中主体)","是","是",null,"血管支架","f32","cq320000112"]
[885,114,"周围血管介入类","覆膜支架(胸主动脉专用)","直管型覆膜支架及输送系统(商品名:Hercules)(中主体)","上海微创心脉医疗科技（集团）股份有限公司","913101150512565326","上海微创心脉医疗科技（集团）股份有限公司","C0206050010001102501","0001240","","d1330bda-6a58-11ea-9dc4-fa163e0a8baf","近端直径：D1（mm）：30、远端直径：D2（mm）：26；覆膜段长度：L1（mm） ：120、裸段长度：L2（mm） ：20","HT3026-120-2000","血管介入治疗类材料","国械注准20153130517","直管型覆膜支架及输送系统(中主体)","是","是",null,"血管支架","f32","cq320000112"]
[886,114,"周围血管介入类","覆膜支架(胸主动脉专用)","直管型覆膜支架及输送系统(商品名:Hercules)(中主体)","上海微创心脉医疗科技（集团）股份有限公司","913101150512565326","上海微创心脉医疗科技（集团）股份有限公司","C0206050010001102501","0001241","","d1330ddd-6a58-11ea-9dc4-fa163e0a8baf","近端直径：D1（mm）：32、远端直径：D2（mm）：16；覆膜段长度：L1（mm） ：120、裸段长度：L2（mm） ：20","HT3216-120-2000","血管介入治疗类材料","国械注准20153130517","直管型覆膜支架及输送系统(中主体)","是","是",null,"血管支架","f32","cq320000112"]
[887,114,"周围血管介入类","覆膜支架(胸主动脉专用)","直管型覆膜支架及输送系统(商品名:Hercules)(中主体)","上海微创心脉医疗科技（集团）股份有限公司","913101150512565326","上海微创心脉医疗科技（集团）股份有限公司","C0206050010001102501","0001242","","d1330f72-6a58-11ea-9dc4-fa163e0a8baf","近端直径：D1（mm）：16、远端直径：D2（mm）：24；覆膜段长度：L1（mm） ：110、裸段长度：L2（mm） ：0","HT1624-110-0000","血管介入治疗类材料","国械注准20153130517","直管型覆膜支架及输送系统(中主体)","是","是",null,"血管支架","f32","cq320000112"]
[888,114,"周围血管介入类","覆膜支架(胸主动脉专用)","直管型覆膜支架及输送系统(商品名:Hercules)(中主体)","上海微创心脉医疗科技（集团）股份有限公司","913101150512565326","上海微创心脉医疗科技（集团）股份有限公司","C0206050010001102501","0001243","","d13310ab-6a58-11ea-9dc4-fa163e0a8baf","近端直径：D1（mm）：24、远端直径：D2（mm）：20；覆膜段长度：L1（mm） ：110、裸段长度：L2（mm） ：15","HT2420-110-1500","血管介入治疗类材料","国械注准20153130517","直管型覆膜支架及输送系统(中主体)","是","是",null,"血管支架","f32","cq320000112"]
[889,114,"周围血管介入类","覆膜支架(胸主动脉专用)","直管型覆膜支架及输送系统(商品名:Hercules)(中主体)","上海微创心脉医疗科技（集团）股份有限公司","913101150512565326","上海微创心脉医疗科技（集团）股份有限公司","C0206050010001102501","0001244","","d13311d5-6a58-11ea-9dc4-fa163e0a8baf","近端直径：D1（mm）：32、远端直径：D2（mm）：28；覆膜段长度：L1（mm） ：110、裸段长度：L2（mm） ：20","HT3228-110-2000","血管介入治疗类材料","国械注准20153130517","直管型覆膜支架及输送系统(中主体)","是","是",null,"血管支架","f32","cq320000112"]
[890,114,"周围血管介入类","覆膜支架(胸主动脉专用)","直管型覆膜支架及输送系统(商品名:Hercules)(中主体)","上海微创心脉医疗科技（集团）股份有限公司","913101150512565326","上海微创心脉医疗科技（集团）股份有限公司","C0206050010001102501","0001245","","d13312f9-6a58-11ea-9dc4-fa163e0a8baf","近端直径：D1（mm）：38、远端直径：D2（mm）：26；覆膜段长度：L1（mm） ：110、裸段长度：L2（mm） ：15","HT3826-110-1500","血管介入治疗类材料","国械注准20153130517","直管型覆膜支架及输送系统(中主体)","是","是",null,"血管支架","f32","cq320000112"]
[891,114,"周围血管介入类","覆膜支架(胸主动脉专用)","直管型覆膜支架及输送系统(商品名:Hercules)(中主体)","上海微创心脉医疗科技（集团）股份有限公司","913101150512565326","上海微创心脉医疗科技（集团）股份有限公司","C0206050010001102501","0001246","","d133141d-6a58-11ea-9dc4-fa163e0a8baf","近端直径：D1（mm）：44、远端直径：D2（mm）：36；覆膜段长度：L1（mm） ：120、裸段长度：L2（mm） ：20","HT4436-120-2000","血管介入治疗类材料","国械注准20153130517","直管型覆膜支架及输送系统(中主体)","是","是",null,"血管支架","f32","cq320000112"]
[892,114,"周围血管介入类","覆膜支架(胸主动脉专用)","直管型覆膜支架及输送系统(商品名:Hercules)(中主体)","上海微创心脉医疗科技（集团）股份有限公司","913101150512565326","上海微创心脉医疗科技（集团）股份有限公司","C0206050010001102501","0001247","","d1331544-6a58-11ea-9dc4-fa163e0a8baf","近端直径：D1（mm）：40、远端直径：D2（mm）：30；覆膜段长度：L1（mm） ：120、裸段长度：L2（mm） ：20","HT4030-120-2000","血管介入治疗类材料","国械注准20153130517","直管型覆膜支架及输送系统(中主体)","是","是",null,"血管支架","f32","cq320000112"]
[893,114,"周围血管介入类","覆膜支架(胸主动脉专用)","直管型覆膜支架及输送系统(商品名:Hercules)(中主体)","上海微创心脉医疗科技（集团）股份有限公司","913101150512565326","上海微创心脉医疗科技（集团）股份有限公司","C0206050010001102501","0001248","","d13316dc-6a58-11ea-9dc4-fa163e0a8baf","近端直径：D1（mm）：40、远端直径：D2（mm）：34；覆膜段长度：L1（mm） ：130、裸段长度：L2（mm） ：20","HT4034-130-2000","血管介入治疗类材料","国械注准20153130517","直管型覆膜支架及输送系统(中主体)","是","是",null,"血管支架","f32","cq320000112"]
[894,114,"周围血管介入类","覆膜支架(胸主动脉专用)","直管型覆膜支架及输送系统(商品名:Hercules)(中主体)","上海微创心脉医疗科技（集团）股份有限公司","913101150512565326","上海微创心脉医疗科技（集团）股份有限公司","C0206050010001102501","0001249","","d133180b-6a58-11ea-9dc4-fa163e0a8baf","近端直径：D1（mm）：40、远端直径：D2（mm）：36；覆膜段长度：L1（mm） ：130、裸段长度：L2（mm） ：15","HT4036-130-1500","血管介入治疗类材料","国械注准20153130517","直管型覆膜支架及输送系统(中主体)","是","是",null,"血管支架","f32","cq320000112"]
[895,114,"周围血管介入类","覆膜支架(胸主动脉专用)","直管型覆膜支架及输送系统(商品名:Hercules)(中主体)","上海微创心脉医疗科技（集团）股份有限公司","913101150512565326","上海微创心脉医疗科技（集团）股份有限公司","C0206050010001102501","0001250","","d1331938-6a58-11ea-9dc4-fa163e0a8baf","近端直径：D1（mm）：30、远端直径：D2（mm）：14；覆膜段长度：L1（mm） ：130、裸段长度：L2（mm） ：20","HT3014-130-2000","血管介入治疗类材料","国械注准20153130517","直管型覆膜支架及输送系统(中主体)","是","是",null,"血管支架","f32","cq320000112"]
[896,114,"周围血管介入类","覆膜支架(胸主动脉专用)","直管型覆膜支架及输送系统(商品名:Hercules)(中主体)","上海微创心脉医疗科技（集团）股份有限公司","913101150512565326","上海微创心脉医疗科技（集团）股份有限公司","C0206050010001102501","0001251","","d1331a5c-6a58-11ea-9dc4-fa163e0a8baf","近端直径：D1（mm）：18、远端直径：D2（mm）：16；覆膜段长度：L1（mm） ：120、裸段长度：L2（mm） ：0","HT1816-120-0000","血管介入治疗类材料","国械注准20153130517","直管型覆膜支架及输送系统(中主体)","是","是",null,"血管支架","f32","cq320000112"]
[897,114,"周围血管介入类","覆膜支架(胸主动脉专用)","直管型覆膜支架及输送系统(商品名:Hercules)(中主体)","上海微创心脉医疗科技（集团）股份有限公司","913101150512565326","上海微创心脉医疗科技（集团）股份有限公司","C0206050010001102501","0001252","","d1331b7f-6a58-11ea-9dc4-fa163e0a8baf","近端直径：D1（mm）：32、远端直径：D2（mm）：12；覆膜段长度：L1（mm） ：130、裸段长度：L2（mm） ：20","HT3212-130-2000","血管介入治疗类材料","国械注准20153130517","直管型覆膜支架及输送系统(中主体)","是","是",null,"血管支架","f32","cq320000112"]
[898,114,"周围血管介入类","覆膜支架(胸主动脉专用)","直管型覆膜支架及输送系统(商品名:Hercules)(中主体)","上海微创心脉医疗科技（集团）股份有限公司","913101150512565326","上海微创心脉医疗科技（集团）股份有限公司","C0206050010001102501","0001253","","d1331cb1-6a58-11ea-9dc4-fa163e0a8baf","近端直径：D1（mm）：36、远端直径：D2（mm）：26；覆膜段长度：L1（mm） ：110、裸段长度：L2（mm） ：20","HT3626-110-2000","血管介入治疗类材料","国械注准20153130517","直管型覆膜支架及输送系统(中主体)","是","是",null,"血管支架","f32","cq320000112"]
[899,114,"周围血管介入类","覆膜支架(胸主动脉专用)","直管型覆膜支架及输送系统(商品名:Hercules)(中主体)","上海微创心脉医疗科技（集团）股份有限公司","913101150512565326","上海微创心脉医疗科技（集团）股份有限公司","C0206050010001102501","0001254","","d1331ddc-6a58-11ea-9dc4-fa163e0a8baf","近端直径：D1（mm）：18、远端直径：D2（mm）：30；覆膜段长度：L1（mm） ：130、裸段长度：L2（mm） ：0","HT1830-130-0000","血管介入治疗类材料","国械注准20153130517","直管型覆膜支架及输送系统(中主体)","是","是",null,"血管支架","f32","cq320000112"]
[900,114,"周围血管介入类","覆膜支架(胸主动脉专用)","直管型覆膜支架及输送系统(商品名:Hercules)(中主体)","上海微创心脉医疗科技（集团）股份有限公司","913101150512565326","上海微创心脉医疗科技（集团）股份有限公司","C0206050010001102501","0001255","","d1331f02-6a58-11ea-9dc4-fa163e0a8baf","近端直径：D1（mm）：30、远端直径：D2（mm）：20；覆膜段长度：L1（mm） ：110、裸段长度：L2（mm） ：20","HT3020-110-2000","血管介入治疗类材料","国械注准20153130517","直管型覆膜支架及输送系统(中主体)","是","是",null,"血管支架","f32","cq320000112"]
[901,114,"周围血管介入类","覆膜支架(胸主动脉专用)","直管型覆膜支架及输送系统(商品名:Hercules)(中主体)","上海微创心脉医疗科技（集团）股份有限公司","913101150512565326","上海微创心脉医疗科技（集团）股份有限公司","C0206050010001102501","0001256","","d1332024-6a58-11ea-9dc4-fa163e0a8baf","近端直径：D1（mm）：26、远端直径：D2（mm）：14；覆膜段长度：L1（mm） ：130、裸段长度：L2（mm） ：15","HT2614-130-1500","血管介入治疗类材料","国械注准20153130517","直管型覆膜支架及输送系统(中主体)","是","是",null,"血管支架","f32","cq320000112"]
[902,114,"周围血管介入类","覆膜支架(胸主动脉专用)","直管型覆膜支架及输送系统(商品名:Hercules)(中主体)","上海微创心脉医疗科技（集团）股份有限公司","913101150512565326","上海微创心脉医疗科技（集团）股份有限公司","C0206050010001102501","0001257","","d1332146-6a58-11ea-9dc4-fa163e0a8baf","近端直径：D1（mm）：42、远端直径：D2（mm）：30；覆膜段长度：L1（mm） ：120、裸段长度：L2（mm） ：20","HT4230-120-2000","血管介入治疗类材料","国械注准20153130517","直管型覆膜支架及输送系统(中主体)","是","是",null,"血管支架","f32","cq320000112"]
[903,114,"周围血管介入类","覆膜支架(胸主动脉专用)","直管型覆膜支架及输送系统(商品名:Hercules)(中主体)","上海微创心脉医疗科技（集团）股份有限公司","913101150512565326","上海微创心脉医疗科技（集团）股份有限公司","C0206050010001102501","0001258","","d1332278-6a58-11ea-9dc4-fa163e0a8baf","近端直径：D1（mm）：40、远端直径：D2（mm）：38；覆膜段长度：L1（mm） ：110、裸段长度：L2（mm） ：20","HT4038-110-2000","血管介入治疗类材料","国械注准20153130517","直管型覆膜支架及输送系统(中主体)","是","是",null,"血管支架","f32","cq320000112"]
[904,114,"周围血管介入类","覆膜支架(胸主动脉专用)","直管型覆膜支架及输送系统(商品名:Hercules)(中主体)","上海微创心脉医疗科技（集团）股份有限公司","913101150512565326","上海微创心脉医疗科技（集团）股份有限公司","C0206050010001102501","0001259","","d1332396-6a58-11ea-9dc4-fa163e0a8baf","近端直径：D1（mm）：30、远端直径：D2（mm）：16；覆膜段长度：L1（mm） ：130、裸段长度：L2（mm） ：20","HT3016-130-2000","血管介入治疗类材料","国械注准20153130517","直管型覆膜支架及输送系统(中主体)","是","是",null,"血管支架","f32","cq320000112"]
[905,114,"周围血管介入类","覆膜支架(胸主动脉专用)","直管型覆膜支架及输送系统(商品名:Hercules)(中主体)","上海微创心脉医疗科技（集团）股份有限公司","913101150512565326","上海微创心脉医疗科技（集团）股份有限公司","C0206050010001102501","0001260","","d13324b3-6a58-11ea-9dc4-fa163e0a8baf","近端直径：D1（mm）：14、远端直径：D2（mm）：18；覆膜段长度：L1（mm） ：120、裸段长度：L2（mm） ：0","HT1418-120-0000","血管介入治疗类材料","国械注准20153130517","直管型覆膜支架及输送系统(中主体)","是","是",null,"血管支架","f32","cq320000112"]
[906,114,"周围血管介入类","覆膜支架(胸主动脉专用)","直管型覆膜支架及输送系统(商品名:Hercules)(中主体)","上海微创心脉医疗科技（集团）股份有限公司","913101150512565326","上海微创心脉医疗科技（集团）股份有限公司","C0206050010001102501","0001261","","d13325d5-6a58-11ea-9dc4-fa163e0a8baf","近端直径：D1（mm）：22、远端直径：D2（mm）：18；覆膜段长度：L1（mm） ：120、裸段长度：L2（mm） ：15","HT2218-120-1500","血管介入治疗类材料","国械注准20153130517","直管型覆膜支架及输送系统(中主体)","是","是",null,"血管支架","f32","cq320000112"]
[907,114,"周围血管介入类","覆膜支架(胸主动脉专用)","直管型覆膜支架及输送系统(商品名:Hercules)(中主体)","上海微创心脉医疗科技（集团）股份有限公司","913101150512565326","上海微创心脉医疗科技（集团）股份有限公司","C0206050010001102501","0001262","","d13326fc-6a58-11ea-9dc4-fa163e0a8baf","近端直径：D1（mm）：30、远端直径：D2（mm）：24；覆膜段长度：L1（mm） ：130、裸段长度：L2（mm） ：20","HT3024-130-2000","血管介入治疗类材料","国械注准20153130517","直管型覆膜支架及输送系统(中主体)","是","是",null,"血管支架","f32","cq320000112"]
[908,114,"周围血管介入类","覆膜支架(胸主动脉专用)","直管型覆膜支架及输送系统(商品名:Hercules)(中主体)","上海微创心脉医疗科技（集团）股份有限公司","913101150512565326","上海微创心脉医疗科技（集团）股份有限公司","C0206050010001102501","0001263","","d133281e-6a58-11ea-9dc4-fa163e0a8baf","近端直径：D1（mm）：18、远端直径：D2（mm）：28；覆膜段长度：L1（mm） ：120、裸段长度：L2（mm） ：0","HT1828-120-0000","血管介入治疗类材料","国械注准20153130517","直管型覆膜支架及输送系统(中主体)","是","是",null,"血管支架","f32","cq320000112"]
[909,114,"周围血管介入类","覆膜支架(胸主动脉专用)","直管型覆膜支架及输送系统(商品名:Hercules)(中主体)","上海微创心脉医疗科技（集团）股份有限公司","913101150512565326","上海微创心脉医疗科技（集团）股份有限公司","C0206050010001102501","0001264","","d133293d-6a58-11ea-9dc4-fa163e0a8baf","近端直径：D1（mm）：18、远端直径：D2（mm）：14；覆膜段长度：L1（mm） ：110、裸段长度：L2（mm） ：0","HT1814-110-0000","血管介入治疗类材料","国械注准20153130517","直管型覆膜支架及输送系统(中主体)","是","是",null,"血管支架","f32","cq320000112"]
[910,114,"周围血管介入类","覆膜支架(胸主动脉专用)","直管型覆膜支架及输送系统(商品名:Hercules)(中主体)","上海微创心脉医疗科技（集团）股份有限公司","913101150512565326","上海微创心脉医疗科技（集团）股份有限公司","C0206050010001102501","0001265","","d1332bc3-6a58-11ea-9dc4-fa163e0a8baf","近端直径：D1（mm）：42、远端直径：D2（mm）：36；覆膜段长度：L1（mm） ：110、裸段长度：L2（mm） ：20","HT4236-110-2000","血管介入治疗类材料","国械注准20153130517","直管型覆膜支架及输送系统(中主体)","是","是",null,"血管支架","f32","cq320000112"]
[911,114,"周围血管介入类","覆膜支架(胸主动脉专用)","直管型覆膜支架及输送系统(商品名:Hercules)(中主体)","上海微创心脉医疗科技（集团）股份有限公司","913101150512565326","上海微创心脉医疗科技（集团）股份有限公司","C0206050010001102501","0001266","","d1332cf7-6a58-11ea-9dc4-fa163e0a8baf","近端直径：D1（mm）：18、远端直径：D2（mm）：30；覆膜段长度：L1（mm） ：110、裸段长度：L2（mm） ：0","HT1830-110-0000","血管介入治疗类材料","国械注准20153130517","直管型覆膜支架及输送系统(中主体)","是","是",null,"血管支架","f32","cq320000112"]
[912,114,"周围血管介入类","覆膜支架(胸主动脉专用)","直管型覆膜支架及输送系统(商品名:Hercules)(中主体)","上海微创心脉医疗科技（集团）股份有限公司","913101150512565326","上海微创心脉医疗科技（集团）股份有限公司","C0206050010001102501","0001267","","d1332e28-6a58-11ea-9dc4-fa163e0a8baf","近端直径：D1（mm）：16、远端直径：D2（mm）：18；覆膜段长度：L1（mm） ：130、裸段长度：L2（mm） ：0","HT1618-130-0000","血管介入治疗类材料","国械注准20153130517","直管型覆膜支架及输送系统(中主体)","是","是",null,"血管支架","f32","cq320000112"]
[913,114,"周围血管介入类","覆膜支架(胸主动脉专用)","直管型覆膜支架及输送系统(商品名:Hercules)(中主体)","上海微创心脉医疗科技（集团）股份有限公司","913101150512565326","上海微创心脉医疗科技（集团）股份有限公司","C0206050010001102501","0001268","","d1332f53-6a58-11ea-9dc4-fa163e0a8baf","近端直径：D1（mm）：30、远端直径：D2（mm）：28；覆膜段长度：L1（mm） ：120、裸段长度：L2（mm） ：20","HT3028-120-2000","血管介入治疗类材料","国械注准20153130517","直管型覆膜支架及输送系统(中主体)","是","是",null,"血管支架","f32","cq320000112"]
[914,114,"周围血管介入类","覆膜支架(胸主动脉专用)","直管型覆膜支架及输送系统(商品名:Hercules)(中主体)","上海微创心脉医疗科技（集团）股份有限公司","913101150512565326","上海微创心脉医疗科技（集团）股份有限公司","C0206050010001102501","0001269","","d13330a3-6a58-11ea-9dc4-fa163e0a8baf","近端直径：D1（mm）：18、远端直径：D2（mm）：24；覆膜段长度：L1（mm） ：110、裸段长度：L2（mm） ：0","HT1824-110-0000","血管介入治疗类材料","国械注准20153130517","直管型覆膜支架及输送系统(中主体)","是","是",null,"血管支架","f32","cq320000112"]
[915,114,"周围血管介入类","覆膜支架(胸主动脉专用)","直管型覆膜支架及输送系统(商品名:Hercules)(中主体)","上海微创心脉医疗科技（集团）股份有限公司","913101150512565326","上海微创心脉医疗科技（集团）股份有限公司","C0206050010001102501","0001270","","d13331d5-6a58-11ea-9dc4-fa163e0a8baf","近端直径：D1（mm）：40、远端直径：D2（mm）：34；覆膜段长度：L1（mm） ：130、裸段长度：L2（mm） ：15","HT4034-130-1500","血管介入治疗类材料","国械注准20153130517","直管型覆膜支架及输送系统(中主体)","是","是",null,"血管支架","f32","cq320000112"]
[916,114,"周围血管介入类","覆膜支架(胸主动脉专用)","直管型覆膜支架及输送系统(商品名:Hercules)(中主体)","上海微创心脉医疗科技（集团）股份有限公司","913101150512565326","上海微创心脉医疗科技（集团）股份有限公司","C0206050010001102501","0001271","","d1333355-6a58-11ea-9dc4-fa163e0a8baf","近端直径：D1（mm）：28、远端直径：D2（mm）：24；覆膜段长度：L1（mm） ：120、裸段长度：L2（mm） ：15","HT2824-120-1500","血管介入治疗类材料","国械注准20153130517","直管型覆膜支架及输送系统(中主体)","是","是",null,"血管支架","f32","cq320000112"]
[917,114,"周围血管介入类","覆膜支架(胸主动脉专用)","直管型覆膜支架及输送系统(商品名:Hercules)(中主体)","上海微创心脉医疗科技（集团）股份有限公司","913101150512565326","上海微创心脉医疗科技（集团）股份有限公司","C0206050010001102501","0001273","","d13335a6-6a58-11ea-9dc4-fa163e0a8baf","近端直径：D1（mm）：36、远端直径：D2（mm）：30；覆膜段长度：L1（mm） ：120、裸段长度：L2（mm） ：20","HT3630-120-2000","血管介入治疗类材料","国械注准20153130517","直管型覆膜支架及输送系统(中主体)","是","是",null,"血管支架","f32","cq320000112"]
[918,114,"周围血管介入类","覆膜支架(胸主动脉专用)","直管型覆膜支架及输送系统(商品名:Hercules)(中主体)","上海微创心脉医疗科技（集团）股份有限公司","913101150512565326","上海微创心脉医疗科技（集团）股份有限公司","C0206050010001102501","0001274","","d13336d4-6a58-11ea-9dc4-fa163e0a8baf","近端直径：D1（mm）：42、远端直径：D2（mm）：32；覆膜段长度：L1（mm） ：120、裸段长度：L2（mm） ：15","HT4232-120-1500","血管介入治疗类材料","国械注准20153130517","直管型覆膜支架及输送系统(中主体)","是","是",null,"血管支架","f32","cq320000112"]
[919,114,"周围血管介入类","覆膜支架(胸主动脉专用)","直管型覆膜支架及输送系统(商品名:Hercules)(中主体)","上海微创心脉医疗科技（集团）股份有限公司","913101150512565326","上海微创心脉医疗科技（集团）股份有限公司","C0206050010001102501","0001275","","d13337f6-6a58-11ea-9dc4-fa163e0a8baf","近端直径：D1（mm）：32、远端直径：D2（mm）：18；覆膜段长度：L1（mm） ：130、裸段长度：L2（mm） ：20","HT3218-130-2000","血管介入治疗类材料","国械注准20153130517","直管型覆膜支架及输送系统(中主体)","是","是",null,"血管支架","f32","cq320000112"]
[920,114,"周围血管介入类","覆膜支架(胸主动脉专用)","直管型覆膜支架及输送系统(商品名:Hercules)(中主体)","上海微创心脉医疗科技（集团）股份有限公司","913101150512565326","上海微创心脉医疗科技（集团）股份有限公司","C0206050010001102501","0001276","","d1333915-6a58-11ea-9dc4-fa163e0a8baf","近端直径：D1（mm）：36、远端直径：D2（mm）：32；覆膜段长度：L1（mm） ：110、裸段长度：L2（mm） ：20","HT3632-110-2000","血管介入治疗类材料","国械注准20153130517","直管型覆膜支架及输送系统(中主体)","是","是",null,"血管支架","f32","cq320000112"]
[921,114,"周围血管介入类","覆膜支架(胸主动脉专用)","直管型覆膜支架及输送系统(商品名:Hercules)(中主体)","上海微创心脉医疗科技（集团）股份有限公司","913101150512565326","上海微创心脉医疗科技（集团）股份有限公司","C0206050010001102501","0001277","","d1333a38-6a58-11ea-9dc4-fa163e0a8baf","近端直径：D1（mm）：12、远端直径：D2（mm）：18；覆膜段长度：L1（mm） ：130、裸段长度：L2（mm） ：0","HT1218-130-0000","血管介入治疗类材料","国械注准20153130517","直管型覆膜支架及输送系统(中主体)","是","是",null,"血管支架","f32","cq320000112"]
[922,114,"周围血管介入类","覆膜支架(胸主动脉专用)","直管型覆膜支架及输送系统(商品名:Hercules)(中主体)","上海微创心脉医疗科技（集团）股份有限公司","913101150512565326","上海微创心脉医疗科技（集团）股份有限公司","C0206050010001102501","0001279","","d1333d01-6a58-11ea-9dc4-fa163e0a8baf","近端直径：D1（mm）：16、远端直径：D2（mm）：26；覆膜段长度：L1（mm） ：130、裸段长度：L2（mm） ：0","HT1626-130-0000","血管介入治疗类材料","国械注准20153130517","直管型覆膜支架及输送系统(中主体)","是","是",null,"血管支架","f32","cq320000112"]
[923,114,"周围血管介入类","覆膜支架(胸主动脉专用)","直管型覆膜支架及输送系统(商品名:Hercules)(中主体)","上海微创心脉医疗科技（集团）股份有限公司","913101150512565326","上海微创心脉医疗科技（集团）股份有限公司","C0206050010001102501","0001280","","d1333e2f-6a58-11ea-9dc4-fa163e0a8baf","近端直径：D1（mm）：44、远端直径：D2（mm）：42；覆膜段长度：L1（mm） ：120、裸段长度：L2（mm） ：20","HT4442-120-2000","血管介入治疗类材料","国械注准20153130517","直管型覆膜支架及输送系统(中主体)","是","是",null,"血管支架","f32","cq320000112"]
[924,114,"周围血管介入类","覆膜支架(胸主动脉专用)","直管型覆膜支架及输送系统(商品名:Hercules)(中主体)","上海微创心脉医疗科技（集团）股份有限公司","913101150512565326","上海微创心脉医疗科技（集团）股份有限公司","C0206050010001102501","0001281","","d1333f59-6a58-11ea-9dc4-fa163e0a8baf","近端直径：D1（mm）：12、远端直径：D2（mm）：14；覆膜段长度：L1（mm） ：130、裸段长度：L2（mm） ：0","HT1214-130-0000","血管介入治疗类材料","国械注准20153130517","直管型覆膜支架及输送系统(中主体)","是","是",null,"血管支架","f32","cq320000112"]
[925,114,"周围血管介入类","覆膜支架(胸主动脉专用)","直管型覆膜支架及输送系统(商品名:Hercules)(中主体)","上海微创心脉医疗科技（集团）股份有限公司","913101150512565326","上海微创心脉医疗科技（集团）股份有限公司","C0206050010001102501","0001282","","d133407d-6a58-11ea-9dc4-fa163e0a8baf","近端直径：D1（mm）：34、远端直径：D2（mm）：26；覆膜段长度：L1（mm） ：110、裸段长度：L2（mm） ：20","HT3426-110-2000","血管介入治疗类材料","国械注准20153130517","直管型覆膜支架及输送系统(中主体)","是","是",null,"血管支架","f32","cq320000112"]
[926,114,"周围血管介入类","覆膜支架(胸主动脉专用)","直管型覆膜支架及输送系统(商品名:Hercules)(中主体)","上海微创心脉医疗科技（集团）股份有限公司","913101150512565326","上海微创心脉医疗科技（集团）股份有限公司","C0206050010001102501","0001283","","d13341a7-6a58-11ea-9dc4-fa163e0a8baf","近端直径：D1（mm）：40、远端直径：D2（mm）：36；覆膜段长度：L1（mm） ：130、裸段长度：L2（mm） ：20","HT4036-130-2000","血管介入治疗类材料","国械注准20153130517","直管型覆膜支架及输送系统(中主体)","是","是",null,"血管支架","f32","cq320000112"]
[927,114,"周围血管介入类","覆膜支架(胸主动脉专用)","直管型覆膜支架及输送系统(商品名:Hercules)(中主体)","上海微创心脉医疗科技（集团）股份有限公司","913101150512565326","上海微创心脉医疗科技（集团）股份有限公司","C0206050010001102501","0001284","","d13342cb-6a58-11ea-9dc4-fa163e0a8baf","近端直径：D1（mm）：42、远端直径：D2（mm）：30；覆膜段长度：L1（mm） ：130、裸段长度：L2（mm） ：15","HT4230-130-1500","血管介入治疗类材料","国械注准20153130517","直管型覆膜支架及输送系统(中主体)","是","是",null,"血管支架","f32","cq320000112"]
[928,114,"周围血管介入类","覆膜支架(胸主动脉专用)","直管型覆膜支架及输送系统(商品名:Hercules)(中主体)","上海微创心脉医疗科技（集团）股份有限公司","913101150512565326","上海微创心脉医疗科技（集团）股份有限公司","C0206050010001102501","0001285","","d13343ed-6a58-11ea-9dc4-fa163e0a8baf","近端直径：D1（mm）：34、远端直径：D2（mm）：26；覆膜段长度：L1（mm） ：130、裸段长度：L2（mm） ：20","HT3426-130-2000","血管介入治疗类材料","国械注准20153130517","直管型覆膜支架及输送系统(中主体)","是","是",null,"血管支架","f32","cq320000112"]
[929,114,"周围血管介入类","覆膜支架(胸主动脉专用)","直管型覆膜支架及输送系统(商品名:Hercules)(中主体)","上海微创心脉医疗科技（集团）股份有限公司","913101150512565326","上海微创心脉医疗科技（集团）股份有限公司","C0206050010001102501","0001286","","d1334517-6a58-11ea-9dc4-fa163e0a8baf","近端直径：D1（mm）：38、远端直径：D2（mm）：28；覆膜段长度：L1（mm） ：110、裸段长度：L2（mm） ：15","HT3828-110-1500","血管介入治疗类材料","国械注准20153130517","直管型覆膜支架及输送系统(中主体)","是","是",null,"血管支架","f32","cq320000112"]
[930,114,"周围血管介入类","覆膜支架(胸主动脉专用)","直管型覆膜支架及输送系统(商品名:Hercules)(中主体)","上海微创心脉医疗科技（集团）股份有限公司","913101150512565326","上海微创心脉医疗科技（集团）股份有限公司","C0206050010001102501","0001287","","d133463a-6a58-11ea-9dc4-fa163e0a8baf","近端直径：D1（mm）：32、远端直径：D2（mm）：30；覆膜段长度：L1（mm） ：120、裸段长度：L2（mm） ：20","HT3230-120-2000","血管介入治疗类材料","国械注准20153130517","直管型覆膜支架及输送系统(中主体)","是","是",null,"血管支架","f32","cq320000112"]
[931,114,"周围血管介入类","覆膜支架(胸主动脉专用)","直管型覆膜支架及输送系统(商品名:Hercules)(中主体)","上海微创心脉医疗科技（集团）股份有限公司","913101150512565326","上海微创心脉医疗科技（集团）股份有限公司","C0206050010001102501","0001288","","d133475c-6a58-11ea-9dc4-fa163e0a8baf","近端直径：D1（mm）：38、远端直径：D2（mm）：26；覆膜段长度：L1（mm） ：130、裸段长度：L2（mm） ：15","HT3826-130-1500","血管介入治疗类材料","国械注准20153130517","直管型覆膜支架及输送系统(中主体)","是","是",null,"血管支架","f32","cq320000112"]
[932,114,"周围血管介入类","覆膜支架(胸主动脉专用)","直管型覆膜支架及输送系统(商品名:Hercules)(中主体)","上海微创心脉医疗科技（集团）股份有限公司","913101150512565326","上海微创心脉医疗科技（集团）股份有限公司","C0206050010001102501","0001289","","d1334876-6a58-11ea-9dc4-fa163e0a8baf","近端直径：D1（mm）：44、远端直径：D2（mm）：34；覆膜段长度：L1（mm） ：110、裸段长度：L2（mm） ：20","HT4434-110-2000","血管介入治疗类材料","国械注准20153130517","直管型覆膜支架及输送系统(中主体)","是","是",null,"血管支架","f32","cq320000112"]
[933,114,"周围血管介入类","覆膜支架(胸主动脉专用)","直管型覆膜支架及输送系统(商品名:Hercules)(中主体)","上海微创心脉医疗科技（集团）股份有限公司","913101150512565326","上海微创心脉医疗科技（集团）股份有限公司","C0206050010001102501","0001290","","d13349c4-6a58-11ea-9dc4-fa163e0a8baf","近端直径：D1（mm）：30、远端直径：D2（mm）：20；覆膜段长度：L1（mm） ：130、裸段长度：L2（mm） ：20","HT3020-130-2000","血管介入治疗类材料","国械注准20153130517","直管型覆膜支架及输送系统(中主体)","是","是",null,"血管支架","f32","cq320000112"]
[934,114,"周围血管介入类","覆膜支架(胸主动脉专用)","直管型覆膜支架及输送系统(商品名:Hercules)(中主体)","上海微创心脉医疗科技（集团）股份有限公司","913101150512565326","上海微创心脉医疗科技（集团）股份有限公司","C0206050010001102501","0001292","","d1334c59-6a58-11ea-9dc4-fa163e0a8baf","近端直径：D1（mm）：36、远端直径：D2（mm）：28；覆膜段长度：L1（mm） ：130、裸段长度：L2（mm） ：20","HT3628-130-2000","血管介入治疗类材料","国械注准20153130517","直管型覆膜支架及输送系统(中主体)","是","是",null,"血管支架","f32","cq320000112"]
[935,114,"周围血管介入类","覆膜支架(胸主动脉专用)","直管型覆膜支架及输送系统(商品名:Hercules)(中主体)","上海微创心脉医疗科技（集团）股份有限公司","913101150512565326","上海微创心脉医疗科技（集团）股份有限公司","C0206050010001102501","0001293","","d1334d87-6a58-11ea-9dc4-fa163e0a8baf","近端直径：D1（mm）：22、远端直径：D2（mm）：12；覆膜段长度：L1（mm） ：120、裸段长度：L2（mm） ：15","HT2212-120-1500","血管介入治疗类材料","国械注准20153130517","直管型覆膜支架及输送系统(中主体)","是","是",null,"血管支架","f32","cq320000112"]
[936,114,"周围血管介入类","覆膜支架(胸主动脉专用)","直管型覆膜支架及输送系统(商品名:Hercules)(中主体)","上海微创心脉医疗科技（集团）股份有限公司","913101150512565326","上海微创心脉医疗科技（集团）股份有限公司","C0206050010001102501","0001294","","d1334ea8-6a58-11ea-9dc4-fa163e0a8baf","近端直径：D1（mm）：42、远端直径：D2（mm）：40；覆膜段长度：L1（mm） ：130、裸段长度：L2（mm） ：20","HT4240-130-2000","血管介入治疗类材料","国械注准20153130517","直管型覆膜支架及输送系统(中主体)","是","是",null,"血管支架","f32","cq320000112"]
[937,114,"周围血管介入类","覆膜支架(胸主动脉专用)","直管型覆膜支架及输送系统(商品名:Hercules)(中主体)","上海微创心脉医疗科技（集团）股份有限公司","913101150512565326","上海微创心脉医疗科技（集团）股份有限公司","C0206050010001102501","0001295","","d1335012-6a58-11ea-9dc4-fa163e0a8baf","近端直径：D1（mm）：42、远端直径：D2（mm）：30；覆膜段长度：L1（mm） ：130、裸段长度：L2（mm） ：20","HT4230-130-2000","血管介入治疗类材料","国械注准20153130517","直管型覆膜支架及输送系统(中主体)","是","是",null,"血管支架","f32","cq320000112"]
[938,114,"周围血管介入类","覆膜支架(胸主动脉专用)","直管型覆膜支架及输送系统(商品名:Hercules)(中主体)","上海微创心脉医疗科技（集团）股份有限公司","913101150512565326","上海微创心脉医疗科技（集团）股份有限公司","C0206050010001102501","0001296","","d1335134-6a58-11ea-9dc4-fa163e0a8baf","近端直径：D1（mm）：44、远端直径：D2（mm）：36；覆膜段长度：L1（mm） ：110、裸段长度：L2（mm） ：20","HT4436-110-2000","血管介入治疗类材料","国械注准20153130517","直管型覆膜支架及输送系统(中主体)","是","是",null,"血管支架","f32","cq320000112"]
[939,114,"周围血管介入类","覆膜支架(胸主动脉专用)","直管型覆膜支架及输送系统(商品名:Hercules)(中主体)","上海微创心脉医疗科技（集团）股份有限公司","913101150512565326","上海微创心脉医疗科技（集团）股份有限公司","C0206050010001102501","0001297","","d1335253-6a58-11ea-9dc4-fa163e0a8baf","近端直径：D1（mm）：42、远端直径：D2（mm）：30；覆膜段长度：L1（mm） ：110、裸段长度：L2（mm） ：15","HT4230-110-1500","血管介入治疗类材料","国械注准20153130517","直管型覆膜支架及输送系统(中主体)","是","是",null,"血管支架","f32","cq320000112"]
[940,114,"周围血管介入类","覆膜支架(胸主动脉专用)","直管型覆膜支架及输送系统(商品名:Hercules)(中主体)","上海微创心脉医疗科技（集团）股份有限公司","913101150512565326","上海微创心脉医疗科技（集团）股份有限公司","C0206050010001102501","0001298","","d1335373-6a58-11ea-9dc4-fa163e0a8baf","近端直径：D1（mm）：40、远端直径：D2（mm）：38；覆膜段长度：L1（mm） ：130、裸段长度：L2（mm） ：20","HT4038-130-2000","血管介入治疗类材料","国械注准20153130517","直管型覆膜支架及输送系统(中主体)","是","是",null,"血管支架","f32","cq320000112"]
[941,114,"周围血管介入类","覆膜支架(胸主动脉专用)","直管型覆膜支架及输送系统(商品名:Hercules)(中主体)","上海微创心脉医疗科技（集团）股份有限公司","913101150512565326","上海微创心脉医疗科技（集团）股份有限公司","C0206050010001102501","0001299","","d1335497-6a58-11ea-9dc4-fa163e0a8baf","近端直径：D1（mm）：44、远端直径：D2（mm）：36；覆膜段长度：L1（mm） ：130、裸段长度：L2（mm） ：15","HT4436-130-1500","血管介入治疗类材料","国械注准20153130517","直管型覆膜支架及输送系统(中主体)","是","是",null,"血管支架","f32","cq320000112"]
[942,114,"周围血管介入类","覆膜支架(胸主动脉专用)","直管型覆膜支架及输送系统(商品名:Hercules)(中主体)","上海微创心脉医疗科技（集团）股份有限公司","913101150512565326","上海微创心脉医疗科技（集团）股份有限公司","C0206050010001102501","0001300","","d13355c0-6a58-11ea-9dc4-fa163e0a8baf","近端直径：D1（mm）：34、远端直径：D2（mm）：28；覆膜段长度：L1（mm） ：110、裸段长度：L2（mm） ：20","HT3428-110-2000","血管介入治疗类材料","国械注准20153130517","直管型覆膜支架及输送系统(中主体)","是","是",null,"血管支架","f32","cq320000112"]
[943,114,"周围血管介入类","覆膜支架(胸主动脉专用)","直管型覆膜支架及输送系统(商品名:Hercules)(中主体)","上海微创心脉医疗科技（集团）股份有限公司","913101150512565326","上海微创心脉医疗科技（集团）股份有限公司","C0206050010001102501","0001301","","d13356dc-6a58-11ea-9dc4-fa163e0a8baf","近端直径：D1（mm）：32、远端直径：D2（mm）：12；覆膜段长度：L1（mm） ：120、裸段长度：L2（mm） ：20","HT3212-120-2000","血管介入治疗类材料","国械注准20153130517","直管型覆膜支架及输送系统(中主体)","是","是",null,"血管支架","f32","cq320000112"]
[944,114,"周围血管介入类","覆膜支架(胸主动脉专用)","直管型覆膜支架及输送系统(商品名:Hercules)(中主体)","上海微创心脉医疗科技（集团）股份有限公司","913101150512565326","上海微创心脉医疗科技（集团）股份有限公司","C0206050010001102501","0001302","","d1335940-6a58-11ea-9dc4-fa163e0a8baf","近端直径：D1（mm）：40、远端直径：D2（mm）：30；覆膜段长度：L1（mm） ：110、裸段长度：L2（mm） ：15","HT4030-110-1500","血管介入治疗类材料","国械注准20153130517","直管型覆膜支架及输送系统(中主体)","是","是",null,"血管支架","f32","cq320000112"]
[945,114,"周围血管介入类","覆膜支架(胸主动脉专用)","直管型覆膜支架及输送系统(商品名:Hercules)(中主体)","上海微创心脉医疗科技（集团）股份有限公司","913101150512565326","上海微创心脉医疗科技（集团）股份有限公司","C0206050010001102501","0001303","","d1335a74-6a58-11ea-9dc4-fa163e0a8baf","近端直径：D1（mm）：12、远端直径：D2（mm）：20；覆膜段长度：L1（mm） ：120、裸段长度：L2（mm） ：0","HT1220-120-0000","血管介入治疗类材料","国械注准20153130517","直管型覆膜支架及输送系统(中主体)","是","是",null,"血管支架","f32","cq320000112"]
[946,114,"周围血管介入类","覆膜支架(胸主动脉专用)","直管型覆膜支架及输送系统(商品名:Hercules)(中主体)","上海微创心脉医疗科技（集团）股份有限公司","913101150512565326","上海微创心脉医疗科技（集团）股份有限公司","C0206050010001102501","0001304","","d1335ba5-6a58-11ea-9dc4-fa163e0a8baf","近端直径：D1（mm）：16、远端直径：D2（mm）：28；覆膜段长度：L1（mm） ：120、裸段长度：L2（mm） ：0","HT1628-120-0000","血管介入治疗类材料","国械注准20153130517","直管型覆膜支架及输送系统(中主体)","是","是",null,"血管支架","f32","cq320000112"]
[947,114,"周围血管介入类","覆膜支架(胸主动脉专用)","直管型覆膜支架及输送系统(商品名:Hercules)(中主体)","上海微创心脉医疗科技（集团）股份有限公司","913101150512565326","上海微创心脉医疗科技（集团）股份有限公司","C0206050010001102501","0001305","","d1335cd4-6a58-11ea-9dc4-fa163e0a8baf","近端直径：D1（mm）：34、远端直径：D2（mm）：18；覆膜段长度：L1（mm） ：120、裸段长度：L2（mm） ：20","HT3418-120-2000","血管介入治疗类材料","国械注准20153130517","直管型覆膜支架及输送系统(中主体)","是","是",null,"血管支架","f32","cq320000112"]
[948,114,"周围血管介入类","覆膜支架(胸主动脉专用)","直管型覆膜支架及输送系统(商品名:Hercules)(中主体)","上海微创心脉医疗科技（集团）股份有限公司","913101150512565326","上海微创心脉医疗科技（集团）股份有限公司","C0206050010001102501","0001306","","d1335ee3-6a58-11ea-9dc4-fa163e0a8baf","近端直径：D1（mm）：38、远端直径：D2（mm）：26；覆膜段长度：L1（mm） ：130、裸段长度：L2（mm） ：20","HT3826-130-2000","血管介入治疗类材料","国械注准20153130517","直管型覆膜支架及输送系统(中主体)","是","是",null,"血管支架","f32","cq320000112"]
[949,114,"周围血管介入类","覆膜支架(胸主动脉专用)","直管型覆膜支架及输送系统(商品名:Hercules)(中主体)","上海微创心脉医疗科技（集团）股份有限公司","913101150512565326","上海微创心脉医疗科技（集团）股份有限公司","C0206050010001102501","0001307","","d1336028-6a58-11ea-9dc4-fa163e0a8baf","近端直径：D1（mm）：12、远端直径：D2（mm）：24；覆膜段长度：L1（mm） ：120、裸段长度：L2（mm） ：0","HT1224-120-0000","血管介入治疗类材料","国械注准20153130517","直管型覆膜支架及输送系统(中主体)","是","是",null,"血管支架","f32","cq320000112"]
[950,114,"周围血管介入类","覆膜支架(胸主动脉专用)","直管型覆膜支架及输送系统(商品名:Hercules)(中主体)","上海微创心脉医疗科技（集团）股份有限公司","913101150512565326","上海微创心脉医疗科技（集团）股份有限公司","C0206050010001102501","0001308","","d133615e-6a58-11ea-9dc4-fa163e0a8baf","近端直径：D1（mm）：30、远端直径：D2（mm）：18；覆膜段长度：L1（mm） ：120、裸段长度：L2（mm） ：20","HT3018-120-2000","血管介入治疗类材料","国械注准20153130517","直管型覆膜支架及输送系统(中主体)","是","是",null,"血管支架","f32","cq320000112"]
[951,114,"周围血管介入类","覆膜支架(胸主动脉专用)","直管型覆膜支架及输送系统(商品名:Hercules)(中主体)","上海微创心脉医疗科技（集团）股份有限公司","913101150512565326","上海微创心脉医疗科技（集团）股份有限公司","C0206050010001102501","0001309","","d133629a-6a58-11ea-9dc4-fa163e0a8baf","近端直径：D1（mm）：40、远端直径：D2（mm）：32；覆膜段长度：L1（mm） ：120、裸段长度：L2（mm） ：20","HT4032-120-2000","血管介入治疗类材料","国械注准20153130517","直管型覆膜支架及输送系统(中主体)","是","是",null,"血管支架","f32","cq320000112"]
[952,114,"周围血管介入类","覆膜支架(胸主动脉专用)","直管型覆膜支架及输送系统(商品名:Hercules)(中主体)","上海微创心脉医疗科技（集团）股份有限公司","913101150512565326","上海微创心脉医疗科技（集团）股份有限公司","C0206050010001102501","0001310","","d13363f0-6a58-11ea-9dc4-fa163e0a8baf","近端直径：D1（mm）：32、远端直径：D2（mm）：26；覆膜段长度：L1（mm） ：130、裸段长度：L2（mm） ：20","HT3226-130-2000","血管介入治疗类材料","国械注准20153130517","直管型覆膜支架及输送系统(中主体)","是","是",null,"血管支架","f32","cq320000112"]
[953,114,"周围血管介入类","覆膜支架(胸主动脉专用)","直管型覆膜支架及输送系统(商品名:Hercules)(中主体)","上海微创心脉医疗科技（集团）股份有限公司","913101150512565326","上海微创心脉医疗科技（集团）股份有限公司","C0206050010001102501","0001311","","d13366d9-6a58-11ea-9dc4-fa163e0a8baf","近端直径：D1（mm）：18、远端直径：D2（mm）：20；覆膜段长度：L1（mm） ：130、裸段长度：L2（mm） ：0","HT1820-130-0000","血管介入治疗类材料","国械注准20153130517","直管型覆膜支架及输送系统(中主体)","是","是",null,"血管支架","f32","cq320000112"]
[954,114,"周围血管介入类","覆膜支架(胸主动脉专用)","直管型覆膜支架及输送系统(商品名:Hercules)(中主体)","上海微创心脉医疗科技（集团）股份有限公司","913101150512565326","上海微创心脉医疗科技（集团）股份有限公司","C0206050010001102501","0001312","","d1336829-6a58-11ea-9dc4-fa163e0a8baf","近端直径：D1（mm）：42、远端直径：D2（mm）：38；覆膜段长度：L1（mm） ：130、裸段长度：L2（mm） ：20","HT4238-130-2000","血管介入治疗类材料","国械注准20153130517","直管型覆膜支架及输送系统(中主体)","是","是",null,"血管支架","f32","cq320000112"]
[955,114,"周围血管介入类","覆膜支架(胸主动脉专用)","直管型覆膜支架及输送系统(商品名:Hercules)(中主体)","上海微创心脉医疗科技（集团）股份有限公司","913101150512565326","上海微创心脉医疗科技（集团）股份有限公司","C0206050010001102501","0001313","","d133695e-6a58-11ea-9dc4-fa163e0a8baf","近端直径：D1（mm）：40、远端直径：D2（mm）：30；覆膜段长度：L1（mm） ：130、裸段长度：L2（mm） ：20","HT4030-130-2000","血管介入治疗类材料","国械注准20153130517","直管型覆膜支架及输送系统(中主体)","是","是",null,"血管支架","f32","cq320000112"]
[956,114,"周围血管介入类","覆膜支架(胸主动脉专用)","直管型覆膜支架及输送系统(商品名:Hercules)(中主体)","上海微创心脉医疗科技（集团）股份有限公司","913101150512565326","上海微创心脉医疗科技（集团）股份有限公司","C0206050010001102501","0001314","","d1336a9c-6a58-11ea-9dc4-fa163e0a8baf","近端直径：D1（mm）：16、远端直径：D2（mm）：26；覆膜段长度：L1（mm） ：120、裸段长度：L2（mm） ：0","HT1626-120-0000","血管介入治疗类材料","国械注准20153130517","直管型覆膜支架及输送系统(中主体)","是","是",null,"血管支架","f32","cq320000112"]
[957,114,"周围血管介入类","覆膜支架(胸主动脉专用)","直管型覆膜支架及输送系统(商品名:Hercules)(中主体)","上海微创心脉医疗科技（集团）股份有限公司","913101150512565326","上海微创心脉医疗科技（集团）股份有限公司","C0206050010001102501","0001315","","d1336bc5-6a58-11ea-9dc4-fa163e0a8baf","近端直径：D1（mm）：18、远端直径：D2（mm）：14；覆膜段长度：L1（mm） ：120、裸段长度：L2（mm） ：0","HT1814-120-0000","血管介入治疗类材料","国械注准20153130517","直管型覆膜支架及输送系统(中主体)","是","是",null,"血管支架","f32","cq320000112"]
[958,114,"周围血管介入类","覆膜支架(胸主动脉专用)","直管型覆膜支架及输送系统(商品名:Hercules)(中主体)","上海微创心脉医疗科技（集团）股份有限公司","913101150512565326","上海微创心脉医疗科技（集团）股份有限公司","C0206050010001102501","0001316","","d1336cfa-6a58-11ea-9dc4-fa163e0a8baf","近端直径：D1（mm）：36、远端直径：D2（mm）：30；覆膜段长度：L1（mm） ：110、裸段长度：L2（mm） ：20","HT3630-110-2000","血管介入治疗类材料","国械注准20153130517","直管型覆膜支架及输送系统(中主体)","是","是",null,"血管支架","f32","cq320000112"]
[959,114,"周围血管介入类","覆膜支架(胸主动脉专用)","直管型覆膜支架及输送系统(商品名:Hercules)(中主体)","上海微创心脉医疗科技（集团）股份有限公司","913101150512565326","上海微创心脉医疗科技（集团）股份有限公司","C0206050010001102501","0001317","","d1336e2b-6a58-11ea-9dc4-fa163e0a8baf","近端直径：D1（mm）：38、远端直径：D2（mm）：26；覆膜段长度：L1（mm） ：110、裸段长度：L2（mm） ：20","HT3826-110-2000","血管介入治疗类材料","国械注准20153130517","直管型覆膜支架及输送系统(中主体)","是","是",null,"血管支架","f32","cq320000112"]
[960,114,"周围血管介入类","覆膜支架(胸主动脉专用)","直管型覆膜支架及输送系统(商品名:Hercules)(中主体)","上海微创心脉医疗科技（集团）股份有限公司","913101150512565326","上海微创心脉医疗科技（集团）股份有限公司","C0206050010001102501","0001318","","d1336f4d-6a58-11ea-9dc4-fa163e0a8baf","近端直径：D1（mm）：30、远端直径：D2（mm）：12；覆膜段长度：L1（mm） ：130、裸段长度：L2（mm） ：20","HT3012-130-2000","血管介入治疗类材料","国械注准20153130517","直管型覆膜支架及输送系统(中主体)","是","是",null,"血管支架","f32","cq320000112"]
[961,114,"周围血管介入类","覆膜支架(胸主动脉专用)","直管型覆膜支架及输送系统(商品名:Hercules)(中主体)","上海微创心脉医疗科技（集团）股份有限公司","913101150512565326","上海微创心脉医疗科技（集团）股份有限公司","C0206050010001102501","0001319","","d1337088-6a58-11ea-9dc4-fa163e0a8baf","近端直径：D1（mm）：20、远端直径：D2（mm）：18；覆膜段长度：L1（mm） ：110、裸段长度：L2（mm） ：15","HT2018-110-1500","血管介入治疗类材料","国械注准20153130517","直管型覆膜支架及输送系统(中主体)","是","是",null,"血管支架","f32","cq320000112"]
[962,114,"周围血管介入类","覆膜支架(胸主动脉专用)","直管型覆膜支架及输送系统(商品名:Hercules)(中主体)","上海微创心脉医疗科技（集团）股份有限公司","913101150512565326","上海微创心脉医疗科技（集团）股份有限公司","C0206050010001102501","0001320","","d13371c0-6a58-11ea-9dc4-fa163e0a8baf","近端直径：D1（mm）：16、远端直径：D2（mm）：12；覆膜段长度：L1（mm） ：130、裸段长度：L2（mm） ：0","HT1612-130-0000","血管介入治疗类材料","国械注准20153130517","直管型覆膜支架及输送系统(中主体)","是","是",null,"血管支架","f32","cq320000112"]
[963,114,"周围血管介入类","覆膜支架(胸主动脉专用)","直管型覆膜支架及输送系统(商品名:Hercules)(中主体)","上海微创心脉医疗科技（集团）股份有限公司","913101150512565326","上海微创心脉医疗科技（集团）股份有限公司","C0206050010001102501","0001321","","d13372f6-6a58-11ea-9dc4-fa163e0a8baf","近端直径：D1（mm）：18、远端直径：D2（mm）：24；覆膜段长度：L1（mm） ：120、裸段长度：L2（mm） ：0","HT1824-120-0000","血管介入治疗类材料","国械注准20153130517","直管型覆膜支架及输送系统(中主体)","是","是",null,"血管支架","f32","cq320000112"]
[964,114,"周围血管介入类","覆膜支架(胸主动脉专用)","直管型覆膜支架及输送系统(商品名:Hercules)(中主体)","上海微创心脉医疗科技（集团）股份有限公司","913101150512565326","上海微创心脉医疗科技（集团）股份有限公司","C0206050010001102501","0001322","","d133741f-6a58-11ea-9dc4-fa163e0a8baf","近端直径：D1（mm）：38、远端直径：D2（mm）：28；覆膜段长度：L1（mm） ：110、裸段长度：L2（mm） ：20","HT3828-110-2000","血管介入治疗类材料","国械注准20153130517","直管型覆膜支架及输送系统(中主体)","是","是",null,"血管支架","f32","cq320000112"]
[965,114,"周围血管介入类","覆膜支架(胸主动脉专用)","直管型覆膜支架及输送系统(商品名:Hercules)(中主体)","上海微创心脉医疗科技（集团）股份有限公司","913101150512565326","上海微创心脉医疗科技（集团）股份有限公司","C0206050010001102501","0001323","","d1337545-6a58-11ea-9dc4-fa163e0a8baf","近端直径：D1（mm）：34、远端直径：D2（mm）：30；覆膜段长度：L1（mm） ：120、裸段长度：L2（mm） ：20","HT3430-120-2000","血管介入治疗类材料","国械注准20153130517","直管型覆膜支架及输送系统(中主体)","是","是",null,"血管支架","f32","cq320000112"]
[966,114,"周围血管介入类","覆膜支架(胸主动脉专用)","直管型覆膜支架及输送系统(商品名:Hercules)(中主体)","上海微创心脉医疗科技（集团）股份有限公司","913101150512565326","上海微创心脉医疗科技（集团）股份有限公司","C0206050010001102501","0001324","","d1337683-6a58-11ea-9dc4-fa163e0a8baf","近端直径：D1（mm）：28、远端直径：D2（mm）：16；覆膜段长度：L1（mm） ：120、裸段长度：L2（mm） ：15","HT2816-120-1500","血管介入治疗类材料","国械注准20153130517","直管型覆膜支架及输送系统(中主体)","是","是",null,"血管支架","f32","cq320000112"]
[967,114,"周围血管介入类","覆膜支架(胸主动脉专用)","直管型覆膜支架及输送系统(商品名:Hercules)(中主体)","上海微创心脉医疗科技（集团）股份有限公司","913101150512565326","上海微创心脉医疗科技（集团）股份有限公司","C0206050010001102501","0001325","","d13377b9-6a58-11ea-9dc4-fa163e0a8baf","近端直径：D1（mm）：28、远端直径：D2（mm）：20；覆膜段长度：L1（mm） ：120、裸段长度：L2（mm） ：15","HT2820-120-1500","血管介入治疗类材料","国械注准20153130517","直管型覆膜支架及输送系统(中主体)","是","是",null,"血管支架","f32","cq320000112"]
[968,114,"周围血管介入类","覆膜支架(胸主动脉专用)","直管型覆膜支架及输送系统(商品名:Hercules)(中主体)","上海微创心脉医疗科技（集团）股份有限公司","913101150512565326","上海微创心脉医疗科技（集团）股份有限公司","C0206050010001102501","0001327","","d1337a77-6a58-11ea-9dc4-fa163e0a8baf","近端直径：D1（mm）：42、远端直径：D2（mm）：40；覆膜段长度：L1（mm） ：120、裸段长度：L2（mm） ：15","HT4240-120-1500","血管介入治疗类材料","国械注准20153130517","直管型覆膜支架及输送系统(中主体)","是","是",null,"血管支架","f32","cq320000112"]
[969,114,"周围血管介入类","覆膜支架(胸主动脉专用)","直管型覆膜支架及输送系统(商品名:Hercules)(中主体)","上海微创心脉医疗科技（集团）股份有限公司","913101150512565326","上海微创心脉医疗科技（集团）股份有限公司","C0206050010001102501","0001328","","d1337ba1-6a58-11ea-9dc4-fa163e0a8baf","近端直径：D1（mm）：38、远端直径：D2（mm）：36；覆膜段长度：L1（mm） ：130、裸段长度：L2（mm） ：15","HT3836-130-1500","血管介入治疗类材料","国械注准20153130517","直管型覆膜支架及输送系统(中主体)","是","是",null,"血管支架","f32","cq320000112"]
[970,114,"周围血管介入类","覆膜支架(胸主动脉专用)","直管型覆膜支架及输送系统(商品名:Hercules)(中主体)","上海微创心脉医疗科技（集团）股份有限公司","913101150512565326","上海微创心脉医疗科技（集团）股份有限公司","C0206050010001102501","0001329","","d1337ccf-6a58-11ea-9dc4-fa163e0a8baf","近端直径：D1（mm）：38、远端直径：D2（mm）：30；覆膜段长度：L1（mm） ：120、裸段长度：L2（mm） ：20","HT3830-120-2000","血管介入治疗类材料","国械注准20153130517","直管型覆膜支架及输送系统(中主体)","是","是",null,"血管支架","f32","cq320000112"]
[971,114,"周围血管介入类","覆膜支架(胸主动脉专用)","直管型覆膜支架及输送系统(商品名:Hercules)(中主体)","上海微创心脉医疗科技（集团）股份有限公司","913101150512565326","上海微创心脉医疗科技（集团）股份有限公司","C0206050010001102501","0001330","","d1337df9-6a58-11ea-9dc4-fa163e0a8baf","近端直径：D1（mm）：36、远端直径：D2（mm）：24；覆膜段长度：L1（mm） ：120、裸段长度：L2（mm） ：20","HT3624-120-2000","血管介入治疗类材料","国械注准20153130517","直管型覆膜支架及输送系统(中主体)","是","是",null,"血管支架","f32","cq320000112"]
[972,114,"周围血管介入类","覆膜支架(胸主动脉专用)","直管型覆膜支架及输送系统(商品名:Hercules)(中主体)","上海微创心脉医疗科技（集团）股份有限公司","913101150512565326","上海微创心脉医疗科技（集团）股份有限公司","C0206050010001102501","0001331","","d1337f24-6a58-11ea-9dc4-fa163e0a8baf","近端直径：D1（mm）：22、远端直径：D2（mm）：18；覆膜段长度：L1（mm） ：130、裸段长度：L2（mm） ：15","HT2218-130-1500","血管介入治疗类材料","国械注准20153130517","直管型覆膜支架及输送系统(中主体)","是","是",null,"血管支架","f32","cq320000112"]
[973,114,"周围血管介入类","覆膜支架(胸主动脉专用)","直管型覆膜支架及输送系统(商品名:Hercules)(中主体)","上海微创心脉医疗科技（集团）股份有限公司","913101150512565326","上海微创心脉医疗科技（集团）股份有限公司","C0206050010001102501","0001332","","d1338226-6a58-11ea-9dc4-fa163e0a8baf","近端直径：D1（mm）：12、远端直径：D2（mm）：24；覆膜段长度：L1（mm） ：110、裸段长度：L2（mm） ：0","HT1224-110-0000","血管介入治疗类材料","国械注准20153130517","直管型覆膜支架及输送系统(中主体)","是","是",null,"血管支架","f32","cq320000112"]
[974,114,"周围血管介入类","覆膜支架(胸主动脉专用)","直管型覆膜支架及输送系统(商品名:Hercules)(中主体)","上海微创心脉医疗科技（集团）股份有限公司","913101150512565326","上海微创心脉医疗科技（集团）股份有限公司","C0206050010001102501","0001333","","d1338398-6a58-11ea-9dc4-fa163e0a8baf","近端直径：D1（mm）：30、远端直径：D2（mm）：22；覆膜段长度：L1（mm） ：130、裸段长度：L2（mm） ：20","HT3022-130-2000","血管介入治疗类材料","国械注准20153130517","直管型覆膜支架及输送系统(中主体)","是","是",null,"血管支架","f32","cq320000112"]
[975,114,"周围血管介入类","覆膜支架(胸主动脉专用)","直管型覆膜支架及输送系统(商品名:Hercules)(中主体)","上海微创心脉医疗科技（集团）股份有限公司","913101150512565326","上海微创心脉医疗科技（集团）股份有限公司","C0206050010001102501","0001334","","d13384f0-6a58-11ea-9dc4-fa163e0a8baf","近端直径：D1（mm）：44、远端直径：D2（mm）：32；覆膜段长度：L1（mm） ：110、裸段长度：L2（mm） ：20","HT4432-110-2000","血管介入治疗类材料","国械注准20153130517","直管型覆膜支架及输送系统(中主体)","是","是",null,"血管支架","f32","cq320000112"]
[976,114,"周围血管介入类","覆膜支架(胸主动脉专用)","直管型覆膜支架及输送系统(商品名:Hercules)(中主体)","上海微创心脉医疗科技（集团）股份有限公司","913101150512565326","上海微创心脉医疗科技（集团）股份有限公司","C0206050010001102501","0001335","","d1338618-6a58-11ea-9dc4-fa163e0a8baf","近端直径：D1（mm）：16、远端直径：D2（mm）：20；覆膜段长度：L1（mm） ：130、裸段长度：L2（mm） ：0","HT1620-130-0000","血管介入治疗类材料","国械注准20153130517","直管型覆膜支架及输送系统(中主体)","是","是",null,"血管支架","f32","cq320000112"]
[977,114,"周围血管介入类","覆膜支架(胸主动脉专用)","直管型覆膜支架及输送系统(商品名:Hercules)(中主体)","上海微创心脉医疗科技（集团）股份有限公司","913101150512565326","上海微创心脉医疗科技（集团）股份有限公司","C0206050010001102501","0001336","","d1338762-6a58-11ea-9dc4-fa163e0a8baf","近端直径：D1（mm）：38、远端直径：D2（mm）：32；覆膜段长度：L1（mm） ：120、裸段长度：L2（mm） ：15","HT3832-120-1500","血管介入治疗类材料","国械注准20153130517","直管型覆膜支架及输送系统(中主体)","是","是",null,"血管支架","f32","cq320000112"]
[978,114,"周围血管介入类","覆膜支架(胸主动脉专用)","直管型覆膜支架及输送系统(商品名:Hercules)(中主体)","上海微创心脉医疗科技（集团）股份有限公司","913101150512565326","上海微创心脉医疗科技（集团）股份有限公司","C0206050010001102501","0001337","","d1338895-6a58-11ea-9dc4-fa163e0a8baf","近端直径：D1（mm）：44、远端直径：D2（mm）：42；覆膜段长度：L1（mm） ：120、裸段长度：L2（mm） ：15","HT4442-120-1500","血管介入治疗类材料","国械注准20153130517","直管型覆膜支架及输送系统(中主体)","是","是",null,"血管支架","f32","cq320000112"]
[979,114,"周围血管介入类","覆膜支架(胸主动脉专用)","直管型覆膜支架及输送系统(商品名:Hercules)(中主体)","上海微创心脉医疗科技（集团）股份有限公司","913101150512565326","上海微创心脉医疗科技（集团）股份有限公司","C0206050010001102501","0001338","","d13389df-6a58-11ea-9dc4-fa163e0a8baf","近端直径：D1（mm）：44、远端直径：D2（mm）：42；覆膜段长度：L1（mm） ：130、裸段长度：L2（mm） ：15","HT4442-130-1500","血管介入治疗类材料","国械注准20153130517","直管型覆膜支架及输送系统(中主体)","是","是",null,"血管支架","f32","cq320000112"]
[980,114,"周围血管介入类","覆膜支架(胸主动脉专用)","直管型覆膜支架及输送系统(商品名:Hercules)(中主体)","上海微创心脉医疗科技（集团）股份有限公司","913101150512565326","上海微创心脉医疗科技（集团）股份有限公司","C0206050010001102501","0001339","","d1338c6c-6a58-11ea-9dc4-fa163e0a8baf","近端直径：D1（mm）：14、远端直径：D2（mm）：16；覆膜段长度：L1（mm） ：130、裸段长度：L2（mm） ：0","HT1416-130-0000","血管介入治疗类材料","国械注准20153130517","直管型覆膜支架及输送系统(中主体)","是","是",null,"血管支架","f32","cq320000112"]
[981,114,"周围血管介入类","覆膜支架(胸主动脉专用)","直管型覆膜支架及输送系统(商品名:Hercules)(中主体)","上海微创心脉医疗科技（集团）股份有限公司","913101150512565326","上海微创心脉医疗科技（集团）股份有限公司","C0206050010001102501","0001342","","d1339011-6a58-11ea-9dc4-fa163e0a8baf","近端直径：D1（mm）：36、远端直径：D2（mm）：26；覆膜段长度：L1（mm） ：130、裸段长度：L2（mm） ：20","HT3626-130-2000","血管介入治疗类材料","国械注准20153130517","直管型覆膜支架及输送系统(中主体)","是","是",null,"血管支架","f32","cq320000112"]
[982,114,"周围血管介入类","覆膜支架(胸主动脉专用)","直管型覆膜支架及输送系统(商品名:Hercules)(中主体)","上海微创心脉医疗科技（集团）股份有限公司","913101150512565326","上海微创心脉医疗科技（集团）股份有限公司","C0206050010001102501","0001343","","d133913e-6a58-11ea-9dc4-fa163e0a8baf","近端直径：D1（mm）：44、远端直径：D2（mm）：40；覆膜段长度：L1（mm） ：120、裸段长度：L2（mm） ：15","HT4440-120-1500","血管介入治疗类材料","国械注准20153130517","直管型覆膜支架及输送系统(中主体)","是","是",null,"血管支架","f32","cq320000112"]
[983,114,"周围血管介入类","覆膜支架(胸主动脉专用)","直管型覆膜支架及输送系统(商品名:Hercules)(中主体)","上海微创心脉医疗科技（集团）股份有限公司","913101150512565326","上海微创心脉医疗科技（集团）股份有限公司","C0206050010001102501","0001344","","d133925c-6a58-11ea-9dc4-fa163e0a8baf","近端直径：D1（mm）：18、远端直径：D2（mm）：28；覆膜段长度：L1（mm） ：130、裸段长度：L2（mm） ：0","HT1828-130-0000","血管介入治疗类材料","国械注准20153130517","直管型覆膜支架及输送系统(中主体)","是","是",null,"血管支架","f32","cq320000112"]
[984,114,"周围血管介入类","覆膜支架(胸主动脉专用)","直管型覆膜支架及输送系统(商品名:Hercules)(中主体)","上海微创心脉医疗科技（集团）股份有限公司","913101150512565326","上海微创心脉医疗科技（集团）股份有限公司","C0206050010001102501","0001345","","d1339382-6a58-11ea-9dc4-fa163e0a8baf","近端直径：D1（mm）：42、远端直径：D2（mm）：32；覆膜段长度：L1（mm） ：120、裸段长度：L2（mm） ：20","HT4232-120-2000","血管介入治疗类材料","国械注准20153130517","直管型覆膜支架及输送系统(中主体)","是","是",null,"血管支架","f32","cq320000112"]
[985,114,"周围血管介入类","覆膜支架(胸主动脉专用)","直管型覆膜支架及输送系统(商品名:Hercules)(中主体)","上海微创心脉医疗科技（集团）股份有限公司","913101150512565326","上海微创心脉医疗科技（集团）股份有限公司","C0206050010001102501","0001346","","d13394c3-6a58-11ea-9dc4-fa163e0a8baf","近端直径：D1（mm）：24、远端直径：D2（mm）：20；覆膜段长度：L1（mm） ：120、裸段长度：L2（mm） ：15","HT2420-120-1500","血管介入治疗类材料","国械注准20153130517","直管型覆膜支架及输送系统(中主体)","是","是",null,"血管支架","f32","cq320000112"]
[986,114,"周围血管介入类","覆膜支架(胸主动脉专用)","直管型覆膜支架及输送系统(商品名:Hercules)(中主体)","上海微创心脉医疗科技（集团）股份有限公司","913101150512565326","上海微创心脉医疗科技（集团）股份有限公司","C0206050010001102501","0001347","","d1339603-6a58-11ea-9dc4-fa163e0a8baf","近端直径：D1（mm）：40、远端直径：D2（mm）：38；覆膜段长度：L1（mm） ：110、裸段长度：L2（mm） ：15","HT4038-110-1500","血管介入治疗类材料","国械注准20153130517","直管型覆膜支架及输送系统(中主体)","是","是",null,"血管支架","f32","cq320000112"]
[987,114,"周围血管介入类","覆膜支架(胸主动脉专用)","直管型覆膜支架及输送系统(商品名:Hercules)(中主体)","上海微创心脉医疗科技（集团）股份有限公司","913101150512565326","上海微创心脉医疗科技（集团）股份有限公司","C0206050010001102501","0001348","","d133972f-6a58-11ea-9dc4-fa163e0a8baf","近端直径：D1（mm）：42、远端直径：D2（mm）：40；覆膜段长度：L1（mm） ：130、裸段长度：L2（mm） ：15","HT4240-130-1500","血管介入治疗类材料","国械注准20153130517","直管型覆膜支架及输送系统(中主体)","是","是",null,"血管支架","f32","cq320000112"]
[988,114,"周围血管介入类","覆膜支架(胸主动脉专用)","直管型覆膜支架及输送系统(商品名:Hercules)(中主体)","上海微创心脉医疗科技（集团）股份有限公司","913101150512565326","上海微创心脉医疗科技（集团）股份有限公司","C0206050010001102501","0001349","","d1339872-6a58-11ea-9dc4-fa163e0a8baf","近端直径：D1（mm）：44、远端直径：D2（mm）：32；覆膜段长度：L1（mm） ：130、裸段长度：L2（mm） ：15","HT4432-130-1500","血管介入治疗类材料","国械注准20153130517","直管型覆膜支架及输送系统(中主体)","是","是",null,"血管支架","f32","cq320000112"]
[989,114,"周围血管介入类","覆膜支架(胸主动脉专用)","直管型覆膜支架及输送系统(商品名:Hercules)(中主体)","上海微创心脉医疗科技（集团）股份有限公司","913101150512565326","上海微创心脉医疗科技（集团）股份有限公司","C0206050010001102501","0001350","","d13399ac-6a58-11ea-9dc4-fa163e0a8baf","近端直径：D1（mm）：42、远端直径：D2（mm）：38；覆膜段长度：L1（mm） ：130、裸段长度：L2（mm） ：15","HT4238-130-1500","血管介入治疗类材料","国械注准20153130517","直管型覆膜支架及输送系统(中主体)","是","是",null,"血管支架","f32","cq320000112"]
[990,113,"周围血管介入类","覆膜支架(胸主动脉专用)","直管型覆膜支架及输送系统(商品名:Hercules)(长主体)","上海微创心脉医疗科技（集团）股份有限公司","913101150512565326","上海微创心脉医疗科技（集团）股份有限公司","C0206050010001102501","0001351","","1a70d8c2-6a56-11ea-9dc4-fa163e0a8baf","近端直径：D1（mm）：30、远端直径：D2（mm）：22；覆膜段长度：L1（mm） ：140、裸段长度：L2（mm） ：20","HT3022-140-2000","血管介入治疗类材料","国械注准20153130517","直管型覆膜支架及输送系统(长主体)","是","是",null,"血管支架","f32","cq320000112"]
[991,113,"周围血管介入类","覆膜支架(胸主动脉专用)","直管型覆膜支架及输送系统(商品名:Hercules)(长主体)","上海微创心脉医疗科技（集团）股份有限公司","913101150512565326","上海微创心脉医疗科技（集团）股份有限公司","C0206050010001102501","0001352","","1a7113fe-6a56-11ea-9dc4-fa163e0a8baf","近端直径：D1（mm）：44、远端直径：D2（mm）：42；覆膜段长度：L1（mm） ：140、裸段长度：L2（mm） ：15","HT4442-140-1500","血管介入治疗类材料","国械注准20153130517","直管型覆膜支架及输送系统(长主体)","是","是",null,"血管支架","f32","cq320000112"]
[992,113,"周围血管介入类","覆膜支架(胸主动脉专用)","直管型覆膜支架及输送系统(商品名:Hercules)(长主体)","上海微创心脉医疗科技（集团）股份有限公司","913101150512565326","上海微创心脉医疗科技（集团）股份有限公司","C0206050010001102501","0001354","","1a715a1b-6a56-11ea-9dc4-fa163e0a8baf","近端直径：D1（mm）：16、远端直径：D2（mm）：22；覆膜段长度：L1（mm） ：140、裸段长度：L2（mm） ：0","HT1622-140-0000","血管介入治疗类材料","国械注准20153130517","直管型覆膜支架及输送系统(长主体)","是","是",null,"血管支架","f32","cq320000112"]
[993,113,"周围血管介入类","覆膜支架(胸主动脉专用)","直管型覆膜支架及输送系统(商品名:Hercules)(长主体)","上海微创心脉医疗科技（集团）股份有限公司","913101150512565326","上海微创心脉医疗科技（集团）股份有限公司","C0206050010001102501","0001355","","1a715db8-6a56-11ea-9dc4-fa163e0a8baf","近端直径：D1（mm）：44、远端直径：D2（mm）：32；覆膜段长度：L1（mm） ：150、裸段长度：L2（mm） ：15","HT4432-150-1500","血管介入治疗类材料","国械注准20153130517","直管型覆膜支架及输送系统(长主体)","是","是",null,"血管支架","f32","cq320000112"]
[994,113,"周围血管介入类","覆膜支架(胸主动脉专用)","直管型覆膜支架及输送系统(商品名:Hercules)(长主体)","上海微创心脉医疗科技（集团）股份有限公司","913101150512565326","上海微创心脉医疗科技（集团）股份有限公司","C0206050010001102501","0001356","","1a7160d8-6a56-11ea-9dc4-fa163e0a8baf","近端直径：D1（mm）：42、远端直径：D2（mm）：34；覆膜段长度：L1（mm） ：160、裸段长度：L2（mm） ：15","HT4234-160-1500","血管介入治疗类材料","国械注准20153130517","直管型覆膜支架及输送系统(长主体)","是","是",null,"血管支架","f32","cq320000112"]
[995,113,"周围血管介入类","覆膜支架(胸主动脉专用)","直管型覆膜支架及输送系统(商品名:Hercules)(长主体)","上海微创心脉医疗科技（集团）股份有限公司","913101150512565326","上海微创心脉医疗科技（集团）股份有限公司","C0206050010001102501","0001357","","1a71c85a-6a56-11ea-9dc4-fa163e0a8baf","近端直径：D1（mm）：16、远端直径：D2（mm）：18；覆膜段长度：L1（mm） ：140、裸段长度：L2（mm） ：0","HT1618-140-0000","血管介入治疗类材料","国械注准20153130517","直管型覆膜支架及输送系统(长主体)","是","是",null,"血管支架","f32","cq320000112"]
[996,113,"周围血管介入类","覆膜支架(胸主动脉专用)","直管型覆膜支架及输送系统(商品名:Hercules)(长主体)","上海微创心脉医疗科技（集团）股份有限公司","913101150512565326","上海微创心脉医疗科技（集团）股份有限公司","C0206050010001102501","0001358","","1a76f8d5-6a56-11ea-9dc4-fa163e0a8baf","近端直径：D1（mm）：14、远端直径：D2（mm）：22；覆膜段长度：L1（mm） ：140、裸段长度：L2（mm） ：0","HT1422-140-0000","血管介入治疗类材料","国械注准20153130517","直管型覆膜支架及输送系统(长主体)","是","是",null,"血管支架","f32","cq320000112"]
[997,113,"周围血管介入类","覆膜支架(胸主动脉专用)","直管型覆膜支架及输送系统(商品名:Hercules)(长主体)","上海微创心脉医疗科技（集团）股份有限公司","913101150512565326","上海微创心脉医疗科技（集团）股份有限公司","C0206050010001102501","0001360","","1a7fadb2-6a56-11ea-9dc4-fa163e0a8baf","近端直径：D1（mm）：38、远端直径：D2（mm）：34；覆膜段长度：L1（mm） ：150、裸段长度：L2（mm） ：15","HT3834-150-1500","血管介入治疗类材料","国械注准20153130517","直管型覆膜支架及输送系统(长主体)","是","是",null,"血管支架","f32","cq320000112"]
[998,113,"周围血管介入类","覆膜支架(胸主动脉专用)","直管型覆膜支架及输送系统(商品名:Hercules)(长主体)","上海微创心脉医疗科技（集团）股份有限公司","913101150512565326","上海微创心脉医疗科技（集团）股份有限公司","C0206050010001102501","0001361","","1a7fb0f3-6a56-11ea-9dc4-fa163e0a8baf","近端直径：D1（mm）：28、远端直径：D2（mm）：20；覆膜段长度：L1（mm） ：160、裸段长度：L2（mm） ：15","HT2820-160-1500","血管介入治疗类材料","国械注准20153130517","直管型覆膜支架及输送系统(长主体)","是","是",null,"血管支架","f32","cq320000112"]
[999,113,"周围血管介入类","覆膜支架(胸主动脉专用)","直管型覆膜支架及输送系统(商品名:Hercules)(长主体)","上海微创心脉医疗科技（集团）股份有限公司","913101150512565326","上海微创心脉医疗科技（集团）股份有限公司","C0206050010001102501","0001362","","1a7fb442-6a56-11ea-9dc4-fa163e0a8baf","近端直径：D1（mm）：44、远端直径：D2（mm）：38；覆膜段长度：L1（mm） ：150、裸段长度：L2（mm） ：15","HT4438-150-1500","血管介入治疗类材料","国械注准20153130517","直管型覆膜支架及输送系统(长主体)","是","是",null,"血管支架","f32","cq320000112"]
[1090,113,"周围血管介入类","覆膜支架(胸主动脉专用)","直管型覆膜支架及输送系统(商品名:Hercules)(长主体)","上海微创心脉医疗科技（集团）股份有限公司","913101150512565326","上海微创心脉医疗科技（集团）股份有限公司","C0206050010001102501","0001481","","1a8350f2-6a56-11ea-9dc4-fa163e0a8baf","近端直径：D1（mm）：32、远端直径：D2（mm）：14；覆膜段长度：L1（mm） ：140、裸段长度：L2（mm） ：20","HT3214-140-2000","血管介入治疗类材料","国械注准20153130517","直管型覆膜支架及输送系统(长主体)","是","是",null,"血管支架","f32","cq320000112"]
[1105,113,"周围血管介入类","覆膜支架(胸主动脉专用)","直管型覆膜支架及输送系统(商品名:Hercules)(长主体)","上海微创心脉医疗科技（集团）股份有限公司","913101150512565326","上海微创心脉医疗科技（集团）股份有限公司","C0206050010001102501","0001499","","1a839630-6a56-11ea-9dc4-fa163e0a8baf","近端直径：D1（mm）：24、远端直径：D2（mm）：18；覆膜段长度：L1（mm） ：150、裸段长度：L2（mm） ：15","HT2418-150-1500","血管介入治疗类材料","国械注准20153130517","直管型覆膜支架及输送系统(长主体)","是","是",null,"血管支架","f32","cq320000112"]
[1192,113,"周围血管介入类","覆膜支架(胸主动脉专用)","直管型覆膜支架及输送系统(商品名:Hercules)(长主体)","上海微创心脉医疗科技（集团）股份有限公司","913101150512565326","上海微创心脉医疗科技（集团）股份有限公司","C0206050010001102501","0001615","","1a8552ca-6a56-11ea-9dc4-fa163e0a8baf","近端直径：D1（mm）：30、远端直径：D2（mm）：28；覆膜段长度：L1（mm） ：150、裸段长度：L2（mm） ：20","HT3028-150-2000","血管介入治疗类材料","国械注准20153130517","直管型覆膜支架及输送系统(长主体)","是","是",null,"血管支架","f32","cq320000112"]
[1330,60242,"周围血管介入类","扩张球囊 通过0.035”导丝 球囊长度≤10cm","外周球囊扩张导管","北京先瑞达医疗科技有限公司","91110302671702572X","北京先瑞达医疗科技有限公司","C0206220020000002261","0000352","(01)06955139200477","06fb8334-b341-11e9-8460-fa163e0a8baf","IRI07040A","IRI07040A","血管介入治疗类材料","国械注准20143032119","外周球囊扩张导管","是","是",null,"球囊","f32","cl320000046"]
[1411,60242,"周围血管介入类","扩张球囊 通过0.035”导丝 球囊长度≤10cm","外周球囊扩张导管","北京先瑞达医疗科技有限公司","91110302671702572X","北京先瑞达医疗科技有限公司","C0206220020000002261","0000118","(01)06955139201283","06faa95a-b341-11e9-8460-fa163e0a8baf","IRI07020B","IRI07020B","血管介入治疗类材料","国械注准20143032119","外周球囊扩张导管","是","是",null,"球囊","f32","cl320000046"]
[1485,60243,"周围血管介入类","扩张球囊 通过0.018”导丝 球囊长度≤10cm","外周球囊扩张导管","北京先瑞达医疗科技有限公司","91110302671702572X","北京先瑞达医疗科技有限公司","C0206220020000002261","0000012","(01)06955139202020","06fa3170-b341-11e9-8460-fa163e0a8baf","JAS06040A","JAS06040A","血管介入治疗类材料","国械注准20143032119","外周球囊扩张导管","是","是",null,"球囊","f32","cl320000046"]
[1636,60376,"周围血管介入类","下肢专用长扩张球囊(球囊长度＞10 cm) 通过0.035”导丝","外周球囊扩张导管","北京先瑞达医疗科技有限公司","91110302671702572X","北京先瑞达医疗科技有限公司","C0206220020000002261","0000398","(01)06955139210216","06fbae9d-b341-11e9-8460-fa163e0a8baf","IRI45250A","IRI45250A","血管介入治疗类材料","国械注准20143032119","外周球囊扩张导管","是","是",null,"球囊","f32","cl320000046"]
[1717,60243,"周围血管介入类","扩张球囊 通过0.018”导丝 球囊长度≤10cm","外周球囊扩张导管","北京先瑞达医疗科技有限公司","91110302671702572X","北京先瑞达医疗科技有限公司","C0206220020000002261","0000116","(01)06955139211022","06faa77a-b341-11e9-8460-fa163e0a8baf","JAS45030A","JAS45030A","血管介入治疗类材料","国械注准20143032119","外周球囊扩张导管","是","是",null,"球囊","f32","cl320000046"]
[1784,60243,"周围血管介入类","扩张球囊 通过0.018”导丝 球囊长度≤10cm","外周球囊扩张导管","北京先瑞达医疗科技有限公司","91110302671702572X","北京先瑞达医疗科技有限公司","C0206220020000002261","0000374","(01)06955139211695","06fb9850-b341-11e9-8460-fa163e0a8baf","JAS55030B","JAS55030B","血管介入治疗类材料","国械注准20143032119","外周球囊扩张导管","是","是",null,"球囊","f32","cl320000046"]
[1942,2013005,"周围血管介入类","微导管(≤3Fr)","微导管（商品名：Maestro）","麦瑞通医疗器械（北京）有限公司","911101055548023123","麦瑞通医疗器械（北京）有限公司","C0206280040000404744","0000012","0100884450013892","d1cccc0b-d453-11e9-953f-fa163e0a8baf","28MC2415045","28MC2415045","血管介入治疗类材料","国械注进20163772255","微导管-4","是","是",null,"导管","f32","cl320000098"]
[2023,118,"周围血管介入类","覆膜支架(腹主动脉专用)","分叉型覆膜支架及输送系统（商品名：Hercules）（长主体）","上海微创心脉医疗科技（集团）股份有限公司","913101150512565326","上海微创心脉医疗科技（集团）股份有限公司","C0206070010000102501","0000061","0106935593736378","6ecee1c8-d39b-11e9-953f-fa163e0a8baf","覆膜段长度：L1：170mm；裸段长度：L2：15mm；近端直径：D1：20mm；远端直径：D2：12mm","HBB2012-170-1500","血管介入治疗类材料","国械注准20193131892","分叉型覆膜支架及输送系统（长主体）","是","是",null,"血管支架","f32","cq320000112"]
[2077,118,"周围血管介入类","覆膜支架(腹主动脉专用)","分叉型覆膜支架及输送系统（商品名：Hercules）（长主体）","上海微创心脉医疗科技（集团）股份有限公司","913101150512565326","上海微创心脉医疗科技（集团）股份有限公司","C0206070010000102501","0000038","0106935593737269","6ecebf5a-d39b-11e9-953f-fa163e0a8baf","覆膜段长度：L1：160mm；裸段长度：L2：20mm；近端直径：D1：32mm；远端直径：D2：14mm","HBB3214-160-2000","血管介入治疗类材料","国械注准20193131892","分叉型覆膜支架及输送系统（长主体）","是","是",null,"血管支架","f32","cq320000112"]
[2152,115,"周围血管介入类","覆膜支架(胸主动脉专用)","直管型覆膜支架及输送系统(商品名:Hercules)(短主体)","上海微创心脉医疗科技（集团）股份有限公司","913101150512565326","上海微创心脉医疗科技（集团）股份有限公司","C0206050010001002501","0000808","0106935593756079","88254a5b-6a55-11ea-9dc4-fa163e0a8baf","近端直径：D1（mm）：14、远端直径：D2（mm）：14；覆膜段长度：L1（mm） ：80、裸段长度：L2（mm） ：0","HT1414-080-0000","血管介入治疗类材料","国械注准20153130517","直管型覆膜支架及输送系统(短主体)","是","是",null,"血管支架","f32","cq320000112"]
[2329,251,"周围血管介入类","覆膜支架(腹主动脉专用)","大动脉覆膜支架系统","先健科技（深圳）有限公司","91440300715217115L","先健科技（深圳）有限公司","C0206070010000103377","0000170","0106938370113157","a74681fb-014d-11eb-bf70-fa163e0a8baf","XJZDF34220","分叉型","血管介入治疗类材料","国械注准20173130110","大动脉覆膜支架系统-F","是","是",null,"血管支架","f32","cq320000112"]
[2370,60239,"周围血管介入类","可调弯鞘","可调弯鞘","先健科技（深圳）有限公司","91440300715217115L","先健科技（深圳）有限公司","C0207090150000103377","0000006","0106938370117438","b812fb7d-9c99-11e9-b4ed-fa163e0a8baf","SVA10F-550","SVA10F-550","血管介入治疗类材料","国械注准20193031684","可调弯鞘","是","是",null,"鞘","f32","cl320000081","鞘","f310702","cl310702081","鞘","f33080100901","cl320000081"]
[2458,251,"周围血管介入类","覆膜支架(腹主动脉专用)","大动脉覆膜支架系统","先健科技（深圳）有限公司","91440300715217115L","先健科技（深圳）有限公司","C0206070010000103377","0000191","0106938370134091","a74d69a5-014d-11eb-bf70-fa163e0a8baf","XJZDF40040","分叉型","血管介入治疗类材料","国械注准20173130110","大动脉覆膜支架系统-F","是","是",null,"血管支架","f32","cq320000112"]
[2567,918,"周围血管介入类","覆膜支架(外周动脉专用)","带有推送系统的人造血管支架（商品名：Wallgraft）","波科国际医疗贸易（上海）有限公司","913100006073791417","波科国际医疗贸易（上海）有限公司","C0206140010100411325","0000025","08714729206057",null,"H965520010","H965520010","血管介入治疗类材料","国械注进20153463948","带有推送系统的人造血管支架","是","是",null,"血管支架","f32","cq320000112"]
[2683,60889,"周围血管介入类","支架(其他外周血管用)","血管自扩张支架系统（商品名：EPIC）","波科国际医疗贸易（上海）有限公司","913100006073791417","波科国际医疗贸易（上海）有限公司","C0206120010100211325","0000077","08714729805007","9b998969-b468-11ea-9ac3-fa163e0a8baf","H74939200104020","H74939200104020","血管介入治疗类材料","国械注进20153130606","血管自扩张支架系统","是","是",null,"血管支架","f32","cq320000112"]
[2764,60889,"周围血管介入类","支架(其他外周血管用)","血管自扩张支架系统（商品名：EPIC）","波科国际医疗贸易（上海）有限公司","913100006073791417","波科国际医疗贸易（上海）有限公司","C0206120010100211325","0000068","08714729805854","9b99ed7f-b468-11ea-9ac3-fa163e0a8baf","H74939200097070","H74939200097070","血管介入治疗类材料","国械注进20153130606","血管自扩张支架系统","是","是",null,"血管支架","f32","cq320000112"]
[2860,61196,"周围血管介入类","支架(主要用于下肢动脉，10cm＜长度≤15cm)","自扩张型支架系统 (商品名: Innova)","波科国际医疗贸易（上海）有限公司","913100006073791417","波科国际医疗贸易（上海）有限公司","C0206120010200211325","0000106","08714729835035",null,"H74939259071530","H74939259071530","血管介入治疗类材料","国械注进20193132081","自扩张型支架系统","是","是",null,"血管支架","f32","cq320000112"]
[2989,61380,"周围血管介入类","导丝(0.010in＜直径≤0.014in)","神经导丝（商品名：Synchro）","史赛克（北京）医疗器械有限公司","911101017868512873","史赛克（北京）医疗器械有限公司","C0205120030100203633","0000008",null,"f17801eb-c229-11e9-974a-fa163e0a8baf","Synchro神经导丝.014 guidewire 45 cm tip","1302","血管介入治疗类材料","国械注进20193032147","神经导丝Synchro Neuro Guidewires","是","是",null,"导丝","f32","cl320000042"]
[3038,307,"周围血管介入类","生物修饰弹簧圈(直径＜0.018)","可脱弹簧圈(商品名：Matrix2)","史赛克（北京）医疗器械有限公司","911101017868512873","史赛克（北京）医疗器械有限公司","C0205160650100303633","0000044",null,"11890792-bff4-11e9-974a-fa163e0a8baf","Matrix2 Standard 360 10mm X 30cm","M0034921030","血管介入治疗类材料","国械注进20163770183","Matrix2 可脱弹簧圈-1","是","是",null,"填（栓）塞材料","f320600011","cl320000113","填（栓）塞材料","f320600002","cl320000113","填（栓）塞材料","f320200004","cl320000113","填（栓）塞材料","f320500011","cl320000113","填（栓）塞材料","f320200007","cl320000113","填（栓）塞材料","f320600007","cl320000113","填（栓）塞材料","f320600008","cl320000113","填（栓）塞材料","f320600009","cl320000113"]
[3153,307,"周围血管介入类","生物修饰弹簧圈(直径＜0.018)","可脱弹簧圈(商品名：Matrix2)","史赛克（北京）医疗器械有限公司","911101017868512873","史赛克（北京）医疗器械有限公司","C0205160650100403633","0000055",null,"1188d5f3-bff4-11e9-974a-fa163e0a8baf","Matrix2 Standard 2D SR 7mm X 30cm","M003470730SR0","血管介入治疗类材料","国械注进20163770183","Matrix2 可脱弹簧圈-2","是","是",null,"填（栓）塞材料","f320600011","cl320000113","填（栓）塞材料","f320600002","cl320000113","填（栓）塞材料","f320200004","cl320000113","填（栓）塞材料","f320500011","cl320000113","填（栓）塞材料","f320200007","cl320000113","填（栓）塞材料","f320600007","cl320000113","填（栓）塞材料","f320600008","cl320000113","填（栓）塞材料","f320600009","cl320000113"]
[3199,411,"周围血管介入类","可控释放式弹簧圈(≤0.018)铂金","可解脱弹簧圈（商品名：Axium）","柯惠医疗器材国际贸易（上海）有限公司","91310115607422226G","柯惠医疗器材国际贸易（上海）有限公司","C0205160650200106823","0000024",null,"43a03b59-cf90-11e9-953f-fa163e0a8baf","QC-5-10-3D","QC-5-10-3D","血管介入治疗类材料","国械注进20173770698","可解脱弹簧圈Axium Detachable Coil（3D)","是","是",null,"填（栓）塞材料","f320600011","cl320000122","填（栓）塞材料","f320600020","cl320000122","填（栓）塞材料","f320200016","cl320000122","填（栓）塞材料","f320500020","cl320000122","填（栓）塞材料","f320200013","cl320000122","填（栓）塞材料","f320600016","cl320000122","填（栓）塞材料","f320600017","cl320000122","填（栓）塞材料","f320600018","cl320000122"]
[3344,854,"周围血管介入类","覆膜支架(胸主动脉专用)","胸主动脉瘤支架系统（Zenith TX2)","库克（中国）医疗贸易有限公司","913100006678379763","库克（中国）医疗贸易有限公司","C0206050010001003089","0000013",null,"b7137fb3-6f41-11ea-948d-fa163e0a8baf","TBE-40-81","TBE-40-81","血管介入治疗类材料","国械注进20153130394","胸主动脉瘤支架系统-2","是","是",null,"血管支架","f32","cq320000112"]
[3446,817,"周围血管介入类","覆膜支架(腹主动脉专用)","腹主动脉瘤支架系统（Zenith Flex)","库克（中国）医疗贸易有限公司","913100006678379763","库克（中国）医疗贸易有限公司","C0206070010000103089","0000121",null,"b07dddc0-6f45-11ea-948d-fa163e0a8baf","TFFB-30-96","TFFB-30-96","血管介入治疗类材料","国械注进20153130475","腹主动脉瘤支架系统-1","是","是",null,"血管支架","f32","cq320000112"]
[3505,60448,"周围血管介入类","覆膜支架(腹主动脉专用)","腹主动脉瘤支架系统（商品名： Zenith Flex)","库克（中国）医疗贸易有限公司","913100006678379763","库克（中国）医疗贸易有限公司","C0206080010000103089","0000078",null,"5800ba82-16b6-11ea-99e3-fa163e0a8baf","TFLE-20-56-ZT","TFLE-20-56-ZT","血管介入治疗类材料","国械注进20163462905","腹主动脉瘤支架系统-2","是","是",null,"血管支架","f32","cq320000112"]
[3650,758,"周围血管介入类","支架(其他外周血管用)","血管支架LifeStent and LifeStent XL Vascular Stent","巴德医疗科技（上海）有限公司","913100006988082705","巴德医疗科技（上海）有限公司","C0206120010100210290","0000167",null,"50a4d15b-1b3b-11ea-99e3-fa163e0a8baf","直径8mm，长度40mm","EX080403C",null,null,"血管支架（LifeStent）多外周动脉支架","是","是",null,"血管支架","f32","cq320000112"]
[3739,781,"周围血管介入类","扩张球囊 通过0.035”导丝 球囊长度≤10cm","球囊扩张导管(商品名：Atlas PTA)","巴德医疗科技（上海）有限公司","913100006988082705","巴德医疗科技（上海）有限公司","C0206190020000310290","0000011",null,"5678416e-df3a-11e9-953f-fa163e0a8baf","直径24mm，长度4cm","AT75244","血管介入治疗类材料","国食药监械(进)字2014第3774681号","球囊扩张导管（商品名：Atlas PTA）","是","是",null,"球囊","f32","cl320000046","球囊","f33080100901","cl320000046"]
[3779,154,"周围血管介入类","扩张球囊 通过0.014”导丝 球囊长度≤10cm","PTA球囊导管(商品名：LitePAC)-LitePAC新型球囊导管（RX）","巴德医疗科技（上海）有限公司","913100006988082705","巴德医疗科技（上海）有限公司","C0206190020000410290","0000031",null,"95c7fbc3-da29-11e9-953f-fa163e0a8baf","直径7mm，长度20mm","68202084",null,null,"PTA球囊导管（商品名：Litepac）","是","是",null,"球囊","f32","cl320000046","球囊","f33080100901","cl320000046"]
[3956,638,"周围血管介入类","扩张球囊 通过0.014”导丝 球囊长度≤10cm","外周球囊扩张导管(商品名:RX VIATRAC14 PLUS)","雅培医疗器械贸易（上海）有限公司","91310115763343554H","雅培医疗器械贸易（上海）有限公司","C0206190020000410690","0000207",null,"ace6df67-f8c8-11ea-bf70-fa163e0a8baf","球囊直径：6.5mm；球囊长度：15mm；导管有效长度：135cm","1008199-15","血管介入治疗类材料","国械注进20153032714","外周球囊扩张导管-2","是","是",null,"球囊","f32","cl320000046"]
[4032,166,"周围血管介入类","下肢专用长扩张球囊(球囊长度＞10 cm)通过0.018”导丝","PTA球囊导管(商品名：Bantam)-Bantam新型长球囊导管（OTW）","巴德医疗科技（上海）有限公司","913100006988082705","巴德医疗科技（上海）有限公司","C0206190020000510290","0000325",null,"c1ca3a3c-da26-11e9-953f-fa163e0a8baf","直径4mm，长度220mm","48522040",null,null,"PTA球囊导管 (商品名：Bantam)","是","是",null,"球囊","f32","cl320000046"]
[4085,166,"周围血管介入类","下肢专用长扩张球囊(球囊长度＞10 cm)通过0.018”导丝","PTA球囊导管(商品名：Bantam)-Bantam新型长球囊导管（OTW）","巴德医疗科技（上海）有限公司","913100006988082705","巴德医疗科技（上海）有限公司","C0206190020000510290","0000395",null,"c1cb71e8-da26-11e9-953f-fa163e0a8baf","直径4mm，长度120mm","48512040",null,null,"PTA球囊导管 (商品名：Bantam)","是","是",null,"球囊","f32","cl320000046"]
[4229,2014067,"周围血管介入类","下肢专用长扩张球囊(球囊长度＞10 cm) 通过0.035”导丝","外周血管球囊扩张导管(商品名：Armada 35)","雅培医疗器械贸易（上海）有限公司","91310115763343554H","雅培医疗器械贸易（上海）有限公司","C0206190020000610690","0000055",null,"e6cb47c3-d769-11e9-953f-fa163e0a8baf","球囊直径：7mm；球囊长度：80mm；导管长度：80cm","B1070-080","血管介入治疗类材料","国械注进20173776693","外周血管球囊扩张导管-2","是","是",null,"球囊","f32","cl320000046"]
[4342,2014018,"周围血管介入类","微导管(≤3Fr)","微导管套件(商品名：Renegade Hi-Flo Fathom)","波科国际医疗贸易（上海）有限公司","913100006073791417","波科国际医疗贸易（上海）有限公司","C0206280040000611325","0000004",null,"d6b319e5-dd4c-11e9-953f-fa163e0a8baf","M001184640","M001184640","血管介入治疗类材料","国械注进20173771086","微导管套装/直头/长度≥150cm","是","是",null,"导管","f32","cl320000098"]
[4391,61117,"周围血管介入类","导丝(直径≥0.035in)","亲水涂层导丝","库克（中国）医疗贸易有限公司","913100006678379763","库克（中国）医疗贸易有限公司","C0206370030201603089","0000007",null,"3328c87a-64e5-4787-8df8-81f2e77a2167","HPWA-38-150","HPWA-38-150","血管介入治疗类材料","国械注进20173770706","亲水涂层导丝-6","是","是",null,"导丝","f32","cl320000042","导丝","f33080100901","cl320000042"]
[4522,10,"周围血管介入类","栓塞颗粒及微球","明胶海绵颗粒栓塞剂","杭州艾力康医药科技有限公司","91330100757215118Y","杭州艾力康医药科技有限公司","C0206410650100010055","0000001",null,"1a082631-aea8-11e9-8460-fa163e0a8baf","1400～2000","Gelfoam1400","血管介入治疗类材料","国械注准20193131657","明胶海绵颗粒栓塞剂","是","是",null,"填（栓）塞材料","f320600002","cl320000113","填（栓）塞材料","f320600011","cl320000113","填（栓）塞材料","f320200007","cl320000113","填（栓）塞材料","f320500011","cl320000113","填（栓）塞材料","f320200004","cl320000113","填（栓）塞材料","f320600007","cl320000113","填（栓）塞材料","f320600008","cl320000113","填（栓）塞材料","f320600009","cl320000113"]
[4616,235,"周围血管介入类","造影导管","Glidecath血管内造影导管（超滑）","泰尔茂医疗产品（上海）有限公司","91310000757597267D","泰尔茂医疗产品（上海）有限公司","C0207010040000007971","0000528",null,"3b16c542-ca0a-11e9-953f-fa163e0a8baf","外径5Fr，长度100cm","RF*XL95110D","血管介入治疗类材料","国械注进20163772711","Glidecath造影导管","是","是",null,"导管","f32","cl320000098"]
[4697,778,"周围血管介入类","鞘组 长度≤23cm","Radifocus 血管鞘组","泰尔茂医疗产品（上海）有限公司","91310000757597267D","泰尔茂医疗产品（上海）有限公司","C0207100150000007971","0000070",null,"86f9c146-ca00-11e9-953f-fa163e0a8baf","直径9Fr，长度10CM","RS*B90K10SQ","血管介入治疗类材料","国械注进20193031784","短鞘组","是","是",null,"鞘","f32","cl320000081","鞘","f310702","cl310702081","鞘"]
[4815,530,"周围血管介入类","下肢专用长扩张球囊(球囊长度＞10 cm)通过0.018”导丝","球囊扩张导管(商品名：Savvy Long)","康蒂思（上海）医疗器械有限公司","91310115341997945F","康蒂思（上海）医疗器械有限公司","C0206190020000508905","0000287",null,null,"球囊直径×长度：3mm×150mm 导管长度：150cm","436-3015X","血管介入治疗类材料","国械注进20153773794","球囊扩张导管 Savvy Long PTA Balloon Catheter","是","是",null,"球囊","f32","cl320000046"]
[4826,530,"周围血管介入类","下肢专用长扩张球囊(球囊长度＞10 cm)通过0.018”导丝","球囊扩张导管(商品名：Savvy Long)","康蒂思（上海）医疗器械有限公司","91310115341997945F","康蒂思（上海）医疗器械有限公司","C0206190020000508905","0000242",null,null,"球囊直径×长度：3.5mm×150mm 导管长度：120cm","436-3515L","血管介入治疗类材料","国械注进20153773794","球囊扩张导管 Savvy Long PTA Balloon Catheter","是","是",null,"球囊","f32","cl320000046"]
[5003,536,"周围血管介入类","扩张球囊 通过0.035”导丝 球囊长度≤10cm","球囊扩张导管(商品名：PowerFlex P3)","康蒂思（上海）医疗器械有限公司","91310115341997945F","康蒂思（上海）医疗器械有限公司","C0206190020000608905","0000075",null,null,"球囊直径×长度: 7×10mm, 导管长度110cm, 导管外径5F","420-7010L","血管介入治疗类材料","国械注进20173771269","球囊扩张导管 PowerFlex P3 PTA Balloon Dilatation Catheter","是","是",null,"球囊","f32","cl320000046"]
[5019,536,"周围血管介入类","扩张球囊 通过0.035”导丝 球囊长度≤10cm","球囊扩张导管(商品名：PowerFlex P3)","康蒂思（上海）医疗器械有限公司","91310115341997945F","康蒂思（上海）医疗器械有限公司","C0206190020000608905","0000246",null,null,"球囊直径×长度: 7×40mm, 导管长度110cm, 导管外径5F","420-7040L","血管介入治疗类材料","国械注进20173771269","球囊扩张导管 PowerFlex P3 PTA Balloon Dilatation Catheter","是","是",null,"球囊","f32","cl320000046"]
[5132,536,"周围血管介入类","扩张球囊 通过0.035”导丝 球囊长度≤10cm","球囊扩张导管(商品名：PowerFlex P3)","康蒂思（上海）医疗器械有限公司","91310115341997945F","康蒂思（上海）医疗器械有限公司","C0206190020000608905","0000245",null,null,"球囊直径×长度: 9×90mm, 导管长度80cm, 导管外径5F","420-9090S","血管介入治疗类材料","国械注进20173771269","球囊扩张导管 PowerFlex P3 PTA Balloon Dilatation Catheter","是","是",null,"球囊","f32","cl320000046"]
[5213,576,"周围血管介入类","支架(其他外周血管用)","镍钛支架系统(商品名：SMART)","康蒂思（上海）医疗器械有限公司","91310115341997945F","康蒂思（上海）医疗器械有限公司","C0206120010100208905","0000020",null,null,"直径×长度：12×30mm 输送系统长度：80cm","C12030SV","血管介入治疗类材料","国械注进20153463626","镍钛支架系统 SMART Control Nitinol Stent System-2","是","是",null,"血管支架","f32","cq320000112"]
[5312,512,"周围血管介入类","造影导管","造影导管(商品名：Tempo)","康蒂思（上海）医疗器械有限公司","91310115341997945F","康蒂思（上海）医疗器械有限公司","C0207010040000008905","0000183",null,null,"TEMPO 5F SIM2 形造影导管2侧孔 100cm","451-531H2","血管介入治疗类材料","国械注进20153030716","造影导管Tempo Angiographic Catheter","是","是",null,"导管","f32","cl320000098","导管","f33080100901","cl320000098"]
[5438,121,"周围血管介入类","覆膜支架(腹主动脉专用)","分叉型覆膜支架及输送系统（商品名：Hercules）（延长段）","上海微创心脉医疗科技（集团）股份有限公司","913101150512565326","上海微创心脉医疗科技（集团）股份有限公司","C0206080010000102501","0000112","0106935593746094",null,"覆膜段长度：L3：110mm；近端直径：D3：14mm；远端直径：D4：16mm","HBL1416-110","血管介入治疗类材料","国械注准20193131892","分叉型覆膜支架及输送系统(延长段)","是","是",null,"血管支架","f32","cq320000112"]
[5519,2130,"镇痛泵(输注泵)类","一次性使用机械式镇痛泵(输注泵)(CBI)","一次性使用输注泵","珠海福尼亚医疗设备有限公司","91440400722437490P","珠海福尼亚医疗设备有限公司","C1423012020000105296","0000027",null,"f26e6623-72ff-11ea-948d-fa163e0a8baf","WZ-6522-01","持续给液型","基础卫生材料","国械注准20143142359","一次性使用输注泵","是","否","镇痛装置",null,"f3301"]
[5605,160900908,"眼科耗材","悬吊型晶体","人工晶状体","爱尔康（中国）眼科产品有限公司","911101051017710313","爱尔康（中国）眼科产品有限公司","C0801011510100209602","0000233","","20542d88-d901-11e9-953f-fa163e0a8baf","+23.0D","CZ70BD","眼科材料","国械注进20153163292","人工晶状体 悬吊式硬片","是","是",null,"人工晶体","f330406","cq330406170"]
[5744,160900865,"眼科耗材","散光超双焦点晶体","人工晶状体","爱尔康（中国）眼科产品有限公司","911101051017710313","爱尔康（中国）眼科产品有限公司","C0801051510400309602","0000515","","d0432c74-d851-11e9-953f-fa163e0a8baf","+19.5D","SV25T5","眼科材料","国械注进20153160271","人工晶状体 ART +2.5D","是","是",null,"人工晶体","f330406","cq330406170"]
[5802,160900865,"眼科耗材","散光超双焦点晶体","人工晶状体","爱尔康（中国）眼科产品有限公司","911101051017710313","爱尔康（中国）眼科产品有限公司","C0801051510400309602","0000573","","d0438a56-d851-11e9-953f-fa163e0a8baf","+16.0D","SV25T6","眼科材料","国械注进20153160271","人工晶状体 ART +2.5D","是","是",null,"人工晶体","f330406","cq330406170"]
[5969,160822316,"眼科耗材","后房型硬晶体","人工晶体（商品名：优爱斯）","上海潇莱科贸有限公司","91310116746549446E","上海潇莱科贸有限公司","C0801011510100208639","0000157",null,"8f02ffa0-af79-11e9-8460-fa163e0a8baf","13.5D","628UV","眼科材料","国械注进20173221514","人工晶体（商品名：优爱斯）","是","是",null,"人工晶体","f330406","cq330406170"]
[6050,160819373,"眼科耗材","后房型硬晶体","一件式后房型人工晶状体","河南宇宙人工晶状体研制有限公司","91410100614402530Y","河南宇宙人工晶状体研制有限公司","C0801011510100209863","0000076",null,"6ce3798d-e0cb-11e9-953f-fa163e0a8baf","8.5D","PC156C55",null,null,"一件式后房型人工晶状体","是","是",null,"人工晶体","f330406","cq330406170"]
[6095,160900247,"眼科耗材","后房型硬晶体","肝素表面处理聚甲基丙烯酸甲酯人工晶状体","珠海市祥乐医疗器械有限公司","91440400192595191N","珠海市祥乐医疗器械有限公司","C0801011510100210285","0000071",null,"262377f4-de6f-11e9-953f-fa163e0a8baf","15.5D","HSP-55B","眼科材料","国械注进20183221528","肝素表面处理聚甲基丙烯酸甲酯人工晶状体","是","是",null,"人工晶体","f330406","cq330406170"]
[6179,160900239,"眼科耗材","一片式单焦点球面晶体","肝素表面处理亲水性丙烯酸人工晶状体","珠海市祥乐医疗器械有限公司","91440400192595191N","珠海市祥乐医疗器械有限公司","C0801011510300210285","0000033",null,"fef7e5c1-da84-11e9-953f-fa163e0a8baf","15.5D","BioVue","眼科材料","国械注进20173226128","肝素表面处理亲水性丙烯酸人工晶状体","是","是",null,"人工晶体","f330406","cq330406170"]
[6324,160903481,"眼科耗材","微切口非球面人工晶体","人工晶状体","上药控股有限公司","91310115554280905A","上药控股有限公司","C0801011510300400122","0000199",null,"66cde773-a457-11e9-b4ed-fa163e0a8baf","DPT 27.0","CT ASPHINA 509MP","眼科材料","国械注进20153222376","人工晶状体","是","是",null,"人工晶体","f330406","cq330406170"]
[6388,160822390,"眼科耗材","微切口非球面人工晶体","人工晶状体（商品名：Akreos AO）（美国博士伦） MI60","博士伦（上海）贸易有限公司","91310000607393058C","博士伦（上海）贸易有限公司","C0801011510300401455","0000011",null,"c18e3bd3-d50a-11e9-953f-fa163e0a8baf","9.0D","MI60","眼科材料","国械注进20173221798","人工晶状体","是","是",null,"人工晶体","f330406","cq330406170"]
[6485,160822318,"眼科耗材","一片式单焦点非球面晶体","折叠式非球面人工晶状体（商品名：世纪新秀）","上海潇莱科贸有限公司","91310116746549446E","上海潇莱科贸有限公司","C0801011510300408639","0000055",null,"d73fbff6-af7c-11e9-8460-fa163e0a8baf","3D","868UV","眼科材料","国械注进20173226950","折叠式非球面人工晶状体","是","是",null,"人工晶体","f330406","cq330406170"]
[6630,160822368,"眼科耗材","微切口非球面人工晶体","可折叠一件式人工晶状体（商品名：proming普诺明）","爱博诺德（北京）医疗科技股份有限公司","9111011455135477XA","爱博诺德（北京）医疗科技股份有限公司","C0801011510400400957","0000176",null,"a4e27635-bca8-11e9-974a-fa163e0a8baf","+18.0D","A1-UV","眼科材料","国械注准20193161652","可折叠一件式高次非球面人工晶状体","是","是",null,"人工晶体","f330406","cq330406170"]
[6681,160821087,"眼科耗材","一片式单焦点非球面晶体","可折叠一件式人工晶状体","爱博诺德（北京）医疗科技股份有限公司","9111011455135477XA","爱博诺德（北京）医疗科技股份有限公司","C0801011510400400957","0000227",null,"36354c28-bcbf-11e9-974a-fa163e0a8baf","-4.0D","A2-UV","眼科材料","国械注准20193161652","可折叠一件式非球面人工晶状体","是","是",null,"人工晶体","f330406","cq330406170"]
[6791,160903512,"眼科耗材","双焦点晶体","人工晶状体","上药控股有限公司","91310115554280905A","上药控股有限公司","C0801021510300400122","0000178",null,"d2bc2fb6-aa01-11ea-9ac3-fa163e0a8baf","DPT 06.0","AT LISA 809M","眼科材料","国械注进20153221147","人工晶状体","是","是",null,"人工晶体","f330406","cq330406170"]
[6840,160901102,"血液净化类及体外循环类耗材","醋酸膜透析器","空心纤维透析器","尼普洛贸易（上海）有限公司","91310000750571187K","尼普洛贸易（上海）有限公司","C1008011700000304135","0000023","04968420511369",null,"SUREFLUX-170G","SUREFLUX-170G","血液净化材料","国械注进20153102549","空心纤维透析器 中空系型透析器","是","是",null,"血液透析器","f311000006","cl311000100"]
[6974,160901010,"血液净化类及体外循环类耗材","人工肝设备配套专用耗材(不可用于普通血透血滤)","膜型血浆成分分离器","旭化成医疗器械（杭州）有限公司","913301007544313925","旭化成医疗器械（杭州）有限公司","C1003031670000008420","0000004",null,null,"Cascadeflo EC-50W","Cascadeflo EC-50W",{"$nulls":3},"是","是",null,"血浆分离器（二次）","f311000009","cl311000104","血浆分离器（一次）","f311000009","cl311000103"]
[7065,160900823,"血液净化类及体外循环类耗材","血透用长期留置导管(非对称性管尖)","透析导管","巴德医疗科技（上海）有限公司","913100006988082705","巴德医疗科技（上海）有限公司","C1008070040000110290","0000031",null,"46e20410-d078-11e9-953f-fa163e0a8baf","14.5F*23cm","5833730",null,null,"透析导管-2","是","是",null,"一次性留置导管","f1204","cl120400029","深静脉导管","f111100901","cl111100004","深静脉导管","f111100902","cl111100004","导管","f3110","cl311000098"]
[7171,4992,"心脏起搏器类","DDDR型ICD改进型","植入式心脏复律除颤器（商品名：Fortify)","雅培医疗用品（上海）有限公司","91310000751854015L","雅培医疗用品（上海）有限公司","C0204060590000305405","0000012",null,"cf26618d-cff7-11e9-953f-fa163e0a8baf","CD2231-40Q,名称,Fortify™ DR,说明,具有RF遥测功能的双腔ICD,连接器类型,DF4-LLHH/IS-1,能量输出(近似值),40焦耳;","CD2231-40Q","血管介入治疗类材料","国械注进20163213046","双腔除颤器（ICD）（2）","是","是",null,"心脏除颤器","f310702009","cq310702078"]
[7226,3315,"心脏起搏器类","ICD双极导线主动","除颤电极导线(商品名：Durata)","雅培医疗用品（上海）有限公司","91310000751854015L","雅培医疗用品（上海）有限公司","C0204120610000305405","0000005",null,"28942678-cfef-11e9-953f-fa163e0a8baf","7121,长度60CM,65CM,75CM;电极头,螺旋,环形电极,圆柱形,除颤电极,三股绞合扁平线圈;","7121","血管介入治疗类材料","国械注进20173216784","除颤电极导线（主动，两个除颤电极，电极间距：21cm)","是","是",null,"电极","f310702","cl310702080","一次性复律除颤电极","f310702009","cl310702084"]
[7371,60518,"心脏(冠状动脉)介入类","常规普通导引导丝","PTCA导丝（商品名：ASAHI SION blue)","朝日英达科贸（北京）有限公司","91110105575154203W","朝日英达科贸（北京）有限公司","C0202210030000008711","0000139"," ","c11187ac-d90e-11e9-953f-fa163e0a8baf","AHW14R004S","AHW14R004S","血管介入治疗类材料","国械注进20173776599","PTCA导丝","是","是",null,"导丝","f32","cl320000042"]
[7464,190000232,"心脏(冠状动脉)介入类","非顺应性快速交换耐高压扩张球囊(后扩球囊)","非顺应性球囊扩张导管","科塞尔医疗科技（苏州）有限公司","91320505084409873L","科塞尔医疗科技（苏州）有限公司","C0202050020000309741","0000003","(01)06971591763046",null,"3.00×30","KNC300030","血管介入治疗类材料","国械注准20193030954","非顺应性球囊扩张导管","是","是",null,"球囊","f32","cl320000046","球囊","f33080100901","cl320000046"]
[7532,1082,"心脏(冠状动脉)介入类"," 国家带量采购冠脉支架","冠状动脉钴铬合金可降解涂层雷帕霉素药物洗脱支架系统 ","万瑞飞鸿（北京）医疗器材有限公司","911101057763786335","万瑞飞鸿（北京）医疗器材有限公司","C0202020010100803569","0000004","（01）06972233130226","298A94EE303149EEA6A22B8A869A5280","3.5*28","AP28350","血管介入治疗类材料","国械注准20163130595","冠状动脉钴铬合金可降解涂层雷帕霉素药物洗脱支架系统","是","是",null,"血管支架","f32","cq320000112"]
[7677,246,"心脏(冠状动脉)介入类","非顺应性快速交换耐高压扩张球囊(后扩球囊)","冠状动脉球囊扩张导管（商品名：Lacrosse）","尼普洛医疗器械贸易（上海）有限公司","91310000752920889A","尼普洛医疗器械贸易（上海）有限公司","C0202050020000305816","0000114","0104543660014971","0629ea9e-d394-11e9-953f-fa163e0a8baf","球囊直径:4.50mm,球囊长度20mm","LAH45020","血管介入治疗类材料","国械注进20163772492","冠状动脉球囊扩张导管LAH","是","是",null,"球囊","f32","cl320000046","球囊","f33080100901","cl320000046"]
[7757,243,"心脏(冠状动脉)介入类","造影导管","血管造影导管（商品名：Goodtec）","尼普洛医疗器械贸易（上海）有限公司","91310000752920889A","尼普洛医疗器械贸易（上海）有限公司","C0202180040000005816","0000084","0104544043008891","28588e82-d39d-11e9-953f-fa163e0a8baf","有效长度100cm，导管外径：5F","GCB5-JL45SH","血管介入治疗类材料","国械注进20173771851","血管造影导管","是","是",null,"导管","f32","cl320000098"]
[7806,243,"心脏(冠状动脉)介入类","造影导管","血管造影导管（商品名：Goodtec）","尼普洛医疗器械贸易（上海）有限公司","91310000752920889A","尼普洛医疗器械贸易（上海）有限公司","C0202180040000005816","0000071","0104544043029346","28592140-d39d-11e9-953f-fa163e0a8baf","有效长度100cm，导管外径：5F","GCB5-BRH40B","血管介入治疗类材料","国械注进20173771851","血管造影导管","是","是",null,"导管","f32","cl320000098"]
[7887,180029597,"心脏(冠状动脉)介入类"," 国家带量采购冠脉支架","药物支架系统","深圳市金瑞凯利生物科技有限公司","91440300799229315F","深圳市金瑞凯利生物科技有限公司","C0202020010100809323","0000019","0106944460903003","923fc5f8-a8f3-11e9-8460-fa163e0a8baf","直径：3.0mm，长度：10mm","JHLD-3010","血管介入治疗类材料","国械注准20163461174","药物支架系统","是","是",null,"血管支架","f32","cq320000112"]
[8050,190000217,"心脏(冠状动脉)介入类","顺应性快速交换扩张球囊(预扩球囊)","PTCA球囊扩张导管","浙江巴泰医疗科技有限公司","9133010132825192XH","浙江巴泰医疗科技有限公司","C0202050020000109675","0000034","06927741038465",null,"PN17530","PN17530","心脏(冠状动脉)介入类","国械注准20183030527","PTCA球囊扩张导管","是","是",null,"球囊","f32","cl320000046","球囊","f33080100901","cl320000046"]
[8112,190000217,"心脏(冠状动脉)介入类","顺应性快速交换扩张球囊(预扩球囊)","PTCA球囊扩张导管","浙江巴泰医疗科技有限公司","9133010132825192XH","浙江巴泰医疗科技有限公司","C0202050020000109675","0000011","06927741039080",null,"PN35026","PN35026","心脏(冠状动脉)介入类","国械注准20183030527","PTCA球囊扩张导管","是","是",null,"球囊","f32","cl320000046","球囊","f33080100901","cl320000046"]
[8193,190000700,"心脏(冠状动脉)介入类","药物球囊(分组2)","药物涂层冠脉球囊导管","上海申淇医疗科技股份有限公司","913101153124932461","上海申淇医疗科技有限公司","C0202060020000111857","0000046","06931473300219","a44f7610-879b-11ea-8bcf-fa163e0a8baf","直径3.0(mm)*长度10(mm)","DP0130010","血管介入治疗类材料","国械注准20193031052","药物涂层冠脉球囊导管","是","是",null,"球囊","f32","cl320000046","球囊","f33080100901","cl320000046"]
[8349,180029592,"心脏(冠状动脉)介入类"," 国家带量采购冠脉支架","钴基合金雷帕霉素洗脱支架系统","乐普（北京）医疗器械股份有限公司","911100007000084768","乐普（北京）医疗器械股份有限公司","C0202020010100809124","0000044","06936733715659","3eaeeb57-d51e-11e9-953f-fa163e0a8baf","LPRPC3021","LPRPC3021","血管介入治疗类材料","国械注准20173460564","钴基合金雷帕霉素洗脱支架系统","是","是",null,"血管支架","f32","cq320000112"]
[8418,190000408,"心脏(冠状动脉)介入类","非顺应性快速交换耐高压扩张球囊(后扩球囊)","非顺应性PTCA球囊扩张导管","乐普（北京）医疗器械股份有限公司","911100007000084768","乐普（北京）医疗器械股份有限公司","C0202050020000309124","0000054","06936733726532","2b455b8d-f1a9-11ea-bf70-fa163e0a8baf","2.5×25","2.5×25","血管介入治疗类材料","国械注准20153032227","非顺应性PTCA球囊扩张导管","是","是",null,"球囊","f32","cl320000046","球囊","f33080100901","cl320000046"]
[8499,190000409,"心脏(冠状动脉)介入类","药物球囊(分组2)","药物涂层冠脉球囊导管","乐普（北京）医疗器械股份有限公司","911100007000084768","乐普（北京）医疗器械股份有限公司","C0202060020000109124","0000001","06936733741184","6b3cffa6-f1a9-11ea-bf70-fa163e0a8baf","LPCDB20009","LPCDB20009","血管介入治疗类材料","国械注准20203030561","药物涂层冠脉球囊导管","是","是",null,"球囊","f32","cl320000046","球囊","f33080100901","cl320000046"]
[8642,180029595,"心脏(冠状动脉)介入类"," 国家带量采购冠脉支架","冠脉雷帕霉素洗脱钴基合金支架系统","上海微创医疗器械（集团）有限公司","91310000607389788T","上海微创医疗器械（集团）有限公司","C0202020010100505708","0000013","06942180387271","b4a56b8b-cd53-11e9-953f-fa163e0a8baf","支架直径（mm):4.0，支架长度（mm):21","G4021","血管介入治疗类材料","国械注准20163462305","冠脉雷帕霉素洗脱钴基合金支架系统（商品名：Firebird2）","是","是",null,"血管支架","f32","cq320000112"]
[8724,60245,"心脏(冠状动脉)介入类","顺应性快速交换扩张球囊(预扩球囊)(分组2)","球囊扩张导管","辽宁垠艺生物科技股份有限公司","91210200768301222F","辽宁垠艺生物科技股份有限公司","C0202050020000103302","0000014","06950114940430","6f190e0a-ddc3-11e9-953f-fa163e0a8baf","直径2.75mm*长度30mm","PC2730","血管介入治疗类材料","国械注准20163770816","球囊扩张导管-1","是","是",null,"球囊","f32","cl320000046","球囊","f33080100901","cl320000046"]
[8833,190000018,"心脏(冠状动脉)介入类","药物球囊(分组2)","药物洗脱球囊导管","辽宁垠艺生物科技股份有限公司","91210200768301222F","辽宁垠艺生物科技股份有限公司","C0202060020000103302","0000042","06950114961046","27bf8fd0-ddcc-11e9-953f-fa163e0a8baf","直径3.75mm*长度15mm","DEB3715","血管介入治疗类材料","国械注准20173771535","药物洗脱球囊导管","是","是",null,"球囊","f32","cl320000046","球囊","f33080100901","cl320000046"]
[8853,190001206,"心脏(冠状动脉)介入类","非顺应性快速交换耐高压扩张球囊(后扩球囊)","冠状动脉球囊扩张导管","深圳市业聚实业有限公司","91440300745157141X","深圳市业聚实业有限公司","C0202050020000301219","0000065","06970411502308",null,"2.25x20","222-20-6-1","血管介入治疗类材料","国械注准20193030599","冠状动脉球囊扩张导管","是","是",null,"球囊","f32","cl320000046","球囊","f33080100901","cl320000046"]
[9030,190001153,"心脏(冠状动脉)介入类","非顺应性快速交换耐高压扩张球囊(后扩球囊)","PTCA球囊扩张导管","鼎科医疗技术（苏州）有限公司","91320594346302401E","鼎科医疗技术（苏州）有限公司","C0202050020000311441","0000011","06972253600327",null,"2.25mm×25mm","CBC-2225","血管介入治疗类材料","国械注准20193030166","PTCA球囊扩张导管","是","是",null,"球囊","f32","cl320000046","球囊","f33080100901","cl320000046"]
[9037,190001153,"心脏(冠状动脉)介入类","非顺应性快速交换耐高压扩张球囊(后扩球囊)","PTCA球囊扩张导管","鼎科医疗技术（苏州）有限公司","91320594346302401E","鼎科医疗技术（苏州）有限公司","C0202050020000311441","0000018","06972253600396",null,"2.25mm×30mm","CBC-2230","血管介入治疗类材料","国械注准20193030166","PTCA球囊扩张导管","是","是",null,"球囊","f32","cl320000046","球囊","f33080100901","cl320000046"]
[9159,190000611,"心脏(冠状动脉)介入类","非顺应性快速交换耐高压扩张球囊(后扩球囊)","PTCA球囊扩张导管 Vector Plus PTCA  Catheter","宁波汉博国际贸易有限公司","913302827960356035","宁波汉博国际贸易有限公司","C0202050020000306206","0000004","5391525231075","27426f17-c3c6-11e9-974a-fa163e0a8baf","导管长度1380mm球囊直径4.0mm长度17mm",72140017,"血管介入治疗类材料","国械注进20163772217","PTCA球囊扩张导管","是","是",null,"球囊","f32","cl320000046","球囊","f33080100901","cl320000046"]
[9240,190000846,"心脏(冠状动脉)介入类","顺应性快速交换扩张球囊(预扩球囊)","PTCA球囊扩张导管","上海康德莱医疗器械股份有限公司","913100007895295174","上海康德莱医疗器械股份有限公司","C0202050020000109222","0000078","6950900927768",null,"S025020-4","S025020-4","血管介入治疗类材料","国械注准20193030239","PTCA球囊扩张导管","是","是",null,"球囊","f32","cl320000046","球囊","f33080100901","cl320000046"]
[9330,190000846,"心脏(冠状动脉)介入类","顺应性快速交换扩张球囊(预扩球囊)","PTCA球囊扩张导管","上海康德莱医疗器械股份有限公司","913100007895295174","上海康德莱医疗器械股份有限公司","C0202050020000109222","0000105","6950900928666",null,"S040020-4","S040020-4","血管介入治疗类材料","国械注准20193030239","PTCA球囊扩张导管","是","是",null,"球囊","f32","cl320000046","球囊","f33080100901","cl320000046"]
[9465,190000693,"心脏(冠状动脉)介入类","非顺应性快速交换耐高压扩张球囊(后扩球囊)","非顺应性PTCA球囊扩张导管","江苏脉动医疗器械科技有限公司","91320922323684865G","江苏脉动医疗器械科技有限公司","C0202050020000302446","0000020","6970959100905",null,"球囊直径4.0mm，球囊长度10mm,内管直径0.546mm，远端外管直径0.864mm，海波管直径0.67mm，导管有效长度1400mm,导丝适配性0.36mm（0.014''）","MC-02-4010","血管介入治疗类材料","国械注准20183030555","非顺应性PTCA球囊扩张导管","是","是",null,"球囊","f32","cl320000046","球囊","f33080100901","cl320000046"]
[9546,418,"心脏(冠状动脉)介入类","雷帕霉素及其衍生物药物支架","药物洗脱冠脉支架系统（商品名：Endeavor Resolute）","美敦力（上海）管理有限公司","9131000060741770XH","美敦力（上海）管理有限公司","C0202020010100504254","0000079",null,"345e7745-d9da-11e9-953f-fa163e0a8baf","3.0mm*12mm","ERES30012X","血管介入治疗类材料","国械注进20173466117","药物洗脱冠脉支架系统Endeavor Resolute Zotarolimus-Eluting Coronary Stent System","是","是",null,"血管支架","f32","cq320000112"]
[9623,584,"心脏(冠状动脉)介入类","雷帕霉素及其衍生物药物支架","药物洗脱冠脉支架系统(商品名:XIENCE(TM) V)","雅培医疗器械贸易（上海）有限公司","91310115763343554H","雅培医疗器械贸易（上海）有限公司","C0202020010100510690","0000003",null,"ecca3fa3-d615-11e9-953f-fa163e0a8baf","支架直径：3.0mm；支架长度：18mm","1009529-18","血管介入治疗类材料","国械注进20173461507","药物洗脱冠脉支架系统","是","是",null,"血管支架","f32","cq320000112"]
[9771,180029591,"心脏(冠状动脉)介入类"," 国家带量采购冠脉支架","药物涂层支架系统 （雷帕霉素）","山东吉威医疗制品有限公司","91371000753518891M","山东吉威医疗制品有限公司","C0202020010100809064","0000021",null,"568ab852-9eed-11e9-b4ed-fa163e0a8baf","/","RDES II-2719","血管介入治疗类材料",null,"药物涂层支架系统","是","是",null,"血管支架","f32","cq320000112"]
[9820,41,"心脏(冠状动脉)介入类"," 国家带量采购冠脉支架","药物洗脱冠脉支架系统","易生科技（北京）有限公司","91110108791603587Y","易生科技（北京）有限公司","C0202020010100811549","0000032",null,"e5e522b8-cf80-11e9-953f-fa163e0a8baf","4.0mm*30mm","4.0mm*30mm","血管介入治疗类材料","国械注准20193131802","药物洗脱冠脉支架系统","是","是",null,"血管支架","f32","cq320000112"]
[9916,190000324,"心脏(冠状动脉)介入类","顺应性快速交换扩张球囊(预扩球囊)","一次性使用冠状动脉球囊扩张导管","南京友德邦医疗科技有限公司","91320118080271256E","南京友德邦医疗科技有限公司","C0202050020000100928","0000012",null,null,"YP-25020","YP-25020","血管介入治疗类材料","国械注准20193030919","一次性使用冠状动脉球囊扩张导管","是","是",null,"球囊","f32","cl320000046","球囊","f33080100901","cl320000046"]
[10077,313,"心脏(冠状动脉)介入类","顺应性快速交换扩张球囊(预扩球囊)(分组2)","一次性使用无菌PTCA球囊扩张导管（商品名：Gusta）","北京迪玛克医药科技有限公司","91110112766758720D","北京迪玛克医药科技有限公司","C0202050020000101554","0000131",null,"235d466a-b501-11e9-974a-fa163e0a8baf","DBC2030","DBC2030","冠脉介入治疗材料","国械注准20163771014","一次性使用无菌PTCA球囊扩张导管","是","是",null,"球囊","f32","cl320000046","球囊","f33080100901","cl320000046"]
[10126,190000843,"心脏(冠状动脉)介入类","顺应性快速交换扩张球囊(预扩球囊)","一次性使用冠状动脉球囊扩张导管","广东博迈医疗科技股份有限公司","91441900590137612T","广东博迈医疗器械有限公司","C0202050020000103780","0000002",null,"4f673527-a12a-11e9-b4ed-fa163e0a8baf","⌀1.25*15mm","801-1215","血管介入治疗类材料","国械注准20153030676","一次性使用冠状动脉球囊扩张导管","是","是",null,"球囊","f32","cl320000046","球囊","f33080100901","cl320000046"]
[10209,190000247,"心脏(冠状动脉)介入类","顺应性快速交换扩张球囊(预扩球囊)","半顺应性冠状动脉球囊扩张导管","广东博迈医疗科技股份有限公司","91441900590137612T","广东博迈医疗器械有限公司","C0202050020000103780","0000085",null,null,"⌀3.25x8mm","823-3208","血管介入治疗类材料","国械注准20203030100","半顺应性冠状动脉球囊扩张导管","是","是",null,"球囊","f32","cl320000046","球囊","f33080100901","cl320000046"]
[10351,712,"心脏(冠状动脉)介入类","顺应性快速交换扩张球囊(预扩球囊)","球囊扩张导管","山东吉威医疗制品有限公司","91371000753518891M","山东吉威医疗制品有限公司","C0202050020000109064","0000064",null,null,"PWR-1515","PWR-1515","血管介入治疗类材料",null,"球囊扩张导管 Powerline PTCA Catheter","是","是",null,"球囊","f32","cl320000046","球囊","f33080100901","cl320000046"]
[10406,590,"心脏(冠状动脉)介入类","顺应性快速交换扩张球囊(预扩球囊)(分组1)","冠状动脉球囊扩张导管(商品名:MINI TREK)","雅培医疗器械贸易（上海）有限公司","91310115763343554H","雅培医疗器械贸易（上海）有限公司","C0202050020000110690","0000011",null,"da31b61e-6ffe-11ea-948d-fa163e0a8baf","球囊直径：2.0mm；球囊长度：30mm；导管长度：145cm","1012270-30","血管介入治疗类材料","国械注进20153030390","冠状动脉球囊扩张导管","是","是",null,"球囊","f32","cl320000046","球囊","f33080100901","cl320000046"]
[10512,865,"心脏(冠状动脉)介入类","顺应性快速交换扩张球囊(预扩球囊)(分组1)","PTCA扩张导管(商品名：Maverick2)","波科国际医疗贸易（上海）有限公司","913100006073791417","波科国际医疗贸易（上海）有限公司","C0202050020000111325","0000284",null,"d6569177-dd4c-11e9-953f-fa163e0a8baf","H7493892812370","H7493892812370","血管介入治疗类材料","国械注进20173776638","PTCA扩张导管PTCA Dilatation Catheter","是","是",null,"导管","f32","cl320000098","球囊","f32","cl320000046","球囊","f33080100901","cl320000046"]
[10657,190000325,"心脏(冠状动脉)介入类","非顺应性快速交换耐高压扩张球囊(后扩球囊)","一次性使用非顺应性冠状动脉球囊扩张导管","南京友德邦医疗科技有限公司","91320118080271256E","南京友德邦医疗科技有限公司","C0202050020000300928","0000002",null,null,"YHP-30008","YHP-30008","血管介入治疗类材料","国械注准20193030937","一次性使用非顺应性冠状动脉球囊扩张导管","是","是",null,"球囊","f32","cl320000046","球囊","f33080100901","cl320000046"]
[10699,190000325,"心脏(冠状动脉)介入类","非顺应性快速交换耐高压扩张球囊(后扩球囊)","一次性使用非顺应性冠状动脉球囊扩张导管","南京友德邦医疗科技有限公司","91320118080271256E","南京友德邦医疗科技有限公司","C0202050020000300928","0000044",null,null,"YHP-22520","YHP-22520","血管介入治疗类材料","国械注准20193030937","一次性使用非顺应性冠状动脉球囊扩张导管","是","是",null,"球囊","f32","cl320000046","球囊","f33080100901","cl320000046"]
[10818,190000244,"心脏(冠状动脉)介入类","非顺应性快速交换耐高压扩张球囊(后扩球囊)","高压非顺应性冠状动脉球囊扩张导管","广东博迈医疗科技股份有限公司","91441900590137612T","广东博迈医疗器械有限公司","C0202050020000303780","0000047",null,"23d554a6-a47f-11ea-9ac3-fa163e0a8baf","⌀5.0x12mm","824-5012","血管介入治疗类材料","国械注准20203030484","高压非顺应性冠状动脉球囊扩张导管","是","是",null,"球囊","f32","cl320000046","球囊","f33080100901","cl320000046"]
[10867,190000244,"心脏(冠状动脉)介入类","非顺应性快速交换耐高压扩张球囊(后扩球囊)","高压非顺应性冠状动脉球囊扩张导管","广东博迈医疗科技股份有限公司","91441900590137612T","广东博迈医疗器械有限公司","C0202050020000303780","0000096",null,"23d5e49b-a47f-11ea-9ac3-fa163e0a8baf","⌀3.0x18mm","824-3018","血管介入治疗类材料","国械注准20203030484","高压非顺应性冠状动脉球囊扩张导管","是","是",null,"球囊","f32","cl320000046","球囊","f33080100901","cl320000046"]
[10992,428,"心脏(冠状动脉)介入类","非顺应性快速交换耐高压扩张球囊(后扩球囊)(分组1)","快速交换球囊扩张导管（商品名：NC Sprinter）","美敦力（上海）管理有限公司","9131000060741770XH","美敦力（上海）管理有限公司","C0202050020000304254","0000072",null,"eb592c6f-d9dd-11e9-953f-fa163e0a8baf","外径：3.5mm；长度：2.7cm","NCSP3527X","血管介入治疗类材料","国械注进20173770403","快速交换球囊扩张导管NC Sprinter Rapid Exchange （RX） Balloon Dilatation Catheter","是","是",null,"球囊","f32","cl320000046","球囊","f33080100901","cl320000046"]
[11092,870,"心脏(冠状动脉)介入类","非顺应性快速交换耐高压扩张球囊(后扩球囊)(分组1)","PTCA扩张导管(商品名：Quantum Marverick Monorail)","波科国际医疗贸易（上海）有限公司","913100006073791417","波科国际医疗贸易（上海）有限公司","C0202050020000311325","0000265",null,"b8c26d55-ecee-11ea-bf70-fa163e0a8baf","Model-Quantum Mav Mon 15mm x 4.5mm","H7493808015450","血管介入治疗类材料","国械注进20153033297","PTCA扩张导管","是","是",null,"球囊","f32","cl320000046","球囊","f33080100901","cl320000046","导管","f32","cl320000098"]
[11173,190001047,"心脏(冠状动脉)介入类","药物球囊","紫杉醇释放冠脉球囊导管","贝朗医疗（上海）国际贸易有限公司","913101156074116154","贝朗医疗（上海）国际贸易有限公司","C0202060020000102834","0000049",null,null,"SeQuent Please Neo 2.75mmx10mm",5023203,"血管介入治疗类材料","国械注进20183030330","紫杉醇释放冠脉球囊导管 SeQuent Please NEO Drug Eluting PTCA Balloon Catheter","是","是",null,"球囊","f32","cl320000046","球囊","f33080100901","cl320000046"]
[11285,434,"心脏(冠状动脉)介入类","导引(指引)导管","指引导管（商品名：Launcher）","美敦力（上海）管理有限公司","9131000060741770XH","美敦力（上海）管理有限公司","C0202100040000004254","0000027",null,"dec3a93c-d9dc-11e9-953f-fa163e0a8baf","外径：7F；导管长度：100cm","LA7CHAMP25","血管介入治疗类材料","国械注进20143035609","指引导管Launcher Guiding Catheter","是","是",null,"导管","f32","cl320000098"]
[11398,434,"心脏(冠状动脉)介入类","导引(指引)导管","指引导管（商品名：Launcher）","美敦力（上海）管理有限公司","9131000060741770XH","美敦力（上海）管理有限公司","C0202100040000004254","0000140",null,"dec46b9a-d9dc-11e9-953f-fa163e0a8baf","外径：6F；导管长度：100cm","LA6JR35","血管介入治疗类材料","国械注进20143035609","指引导管Launcher Guiding Catheter","是","是",null,"导管","f32","cl320000098"]
[11479,434,"心脏(冠状动脉)介入类","导引(指引)导管","指引导管（商品名：Launcher）","美敦力（上海）管理有限公司","9131000060741770XH","美敦力（上海）管理有限公司","C0202100040000004254","0000221",null,"dec4e256-d9dc-11e9-953f-fa163e0a8baf","外径：6F；导管长度：100cm","LA6SL35","血管介入治疗类材料","国械注进20143035609","指引导管Launcher Guiding Catheter","是","是",null,"导管","f32","cl320000098"]
[11584,434,"心脏(冠状动脉)介入类","导引(指引)导管","指引导管（商品名：Launcher）","美敦力（上海）管理有限公司","9131000060741770XH","美敦力（上海）管理有限公司","C0202100040000004254","0000326",null,"dec591db-d9dc-11e9-953f-fa163e0a8baf","外径：8F；导管长度：100cm","LA8ARA7526","血管介入治疗类材料","国械注进20143035609","指引导管Launcher Guiding Catheter","是","是",null,"导管","f32","cl320000098"]
[11704,434,"心脏(冠状动脉)介入类","导引(指引)导管","指引导管（商品名：Launcher）","美敦力（上海）管理有限公司","9131000060741770XH","美敦力（上海）管理有限公司","C0202100040000004254","0000446",null,"dec64980-d9dc-11e9-953f-fa163e0a8baf","外径：7F；导管长度：100cm","LA7RCBII","血管介入治疗类材料","国械注进20143035609","指引导管Launcher Guiding Catheter","是","是",null,"导管","f32","cl320000098"]
[11775,434,"心脏(冠状动脉)介入类","导引(指引)导管","指引导管（商品名：Launcher）","美敦力（上海）管理有限公司","9131000060741770XH","美敦力（上海）管理有限公司","C0202100040000004254","0000517",null,"dec6bde4-d9dc-11e9-953f-fa163e0a8baf","外径：8F；导管长度：100cm","LA8SL50SH","血管介入治疗类材料","国械注进20143035609","指引导管Launcher Guiding Catheter","是","是",null,"导管","f32","cl320000098"]
[11833,434,"心脏(冠状动脉)介入类","导引(指引)导管","指引导管（商品名：Launcher）","美敦力（上海）管理有限公司","9131000060741770XH","美敦力（上海）管理有限公司","C0202100040000004254","0000575",null,"dec718f7-d9dc-11e9-953f-fa163e0a8baf","外径：7F；导管长度：100cm","LA7DC30SH","血管介入治疗类材料","国械注进20143035609","指引导管Launcher Guiding Catheter","是","是",null,"导管","f32","cl320000098"]
[11914,434,"心脏(冠状动脉)介入类","导引(指引)导管","指引导管（商品名：Launcher）","美敦力（上海）管理有限公司","9131000060741770XH","美敦力（上海）管理有限公司","C0202100040000004254","0000656",null,"dec78d5e-d9dc-11e9-953f-fa163e0a8baf","外径：6F；导管长度：100cm","LA6IMASHJ","血管介入治疗类材料","国械注进20143035609","指引导管Launcher Guiding Catheter","是","是",null,"导管","f32","cl320000098"]
[12068,434,"心脏(冠状动脉)介入类","导引(指引)导管","指引导管（商品名：Launcher）","美敦力（上海）管理有限公司","9131000060741770XH","美敦力（上海）管理有限公司","C0202100040000004254","0000810",null,"dec872cf-d9dc-11e9-953f-fa163e0a8baf","外径：8F；导管长度：100cm","LA8HSISH","血管介入治疗类材料","国械注进20143035609","指引导管Launcher Guiding Catheter","是","是",null,"导管","f32","cl320000098"]
[12139,203,"心脏(冠状动脉)介入类","导引(指引)导管","导引导管(商品名：Heartrail)","泰尔茂易生科技（上海）有限公司","91310115MA1K4H8W80","泰尔茂易生科技（上海）有限公司","C0202100040000007971","0000025",null,"843dc96e-ca06-11e9-953f-fa163e0a8baf","直径7Fr，长度100CM","GC-F7AL010A","血管介入治疗类材料","国械注进20193031544","导引导管","是","是",null,"导管","f32","cl320000098"]
[12220,227,"心脏(冠状动脉)介入类","顺应性快速交换扩张球囊(预扩球囊)(分组1)","Tazuna球囊扩张导管","泰尔茂易生科技（上海）有限公司","91310115MA1K4H8W80","泰尔茂易生科技（上海）有限公司","C0202100040000007971","0000066",null,"843dfe88-ca06-11e9-953f-fa163e0a8baf","直径6Fr，长度100CM","GC-F6AL0G0N","血管介入治疗类材料","国械注进20153032572","导引导管","是","是",null,"球囊","f32","cl320000046","球囊","f33080100901","cl320000046"]
[12367,203,"心脏(冠状动脉)介入类","导引(指引)导管","导引导管(商品名：Heartrail)","泰尔茂易生科技（上海）有限公司","91310115MA1K4H8W80","泰尔茂易生科技（上海）有限公司","C0202100040000007971","0000162",null,"843e9993-ca06-11e9-953f-fa163e0a8baf","直径5Fr，长度100CM","GC-F5QL350A","血管介入治疗类材料","国械注进20193031544","导引导管","是","是",null,"导管","f32","cl320000098"]
[12445,203,"心脏(冠状动脉)介入类","导引(指引)导管","导引导管(商品名：Heartrail)","泰尔茂易生科技（上海）有限公司","91310115MA1K4H8W80","泰尔茂易生科技（上海）有限公司","C0202100040000007971","0000240",null,"843f2e1a-ca06-11e9-953f-fa163e0a8baf","直径5Fr，长度100CM","GC-F5JL500A","血管介入治疗类材料","国械注进20193031544","导引导管","是","是",null,"导管","f32","cl320000098"]
[12526,871,"心脏(冠状动脉)介入类","导引(指引)导管","导引导管(商品名：Run Way）","波科国际医疗贸易（上海）有限公司","913100006073791417","波科国际医疗贸易（上海）有限公司","C0202100040000011325","0000723",null,"3d20a89c-b472-11ea-9ac3-fa163e0a8baf","H749389696150","H749389696150","血管介入治疗类材料","国械注进20143036036","导引导管","是","是",null,"导管","f32","cl320000098"]
[12660,437,"心脏(冠状动脉)介入类","造影导管","血管造影导管（商品名：SiteSeer）","美敦力（上海）管理有限公司","9131000060741770XH","美敦力（上海）管理有限公司","C0202180040000004254","0000033",null,"9c7de11a-db6e-11e9-953f-fa163e0a8baf","导管外径：6F;导管长度：100cm","6A0001","血管介入治疗类材料","国械注进20163772250","血管造影导管SiteSeer Angiographic Catheters","是","是",null,"导管","f32","cl320000098"]
[12751,436,"心脏(冠状动脉)介入类","造影导管","血管造影导管（商品名：ProFlo）","美敦力（上海）管理有限公司","9131000060741770XH","美敦力（上海）管理有限公司","C0202180040000004254","0000634",null,"3b4e5d84-db6d-11e9-953f-fa163e0a8baf","外径：6F；导管长度：100cm","010024","血管介入治疗类材料","国械注进20163771334","血管造影导管ProFlo and ProFlo XT Angiographic Catheter","是","是",null,"导管","f32","cl320000098"]
[12832,436,"心脏(冠状动脉)介入类","造影导管","血管造影导管（商品名：ProFlo）","美敦力（上海）管理有限公司","9131000060741770XH","美敦力（上海）管理有限公司","C0202180040000004254","0000716",null,"3b4eea5d-db6d-11e9-953f-fa163e0a8baf","外径：6F；导管长度：100cm","010032","血管介入治疗类材料","国械注进20163771334","血管造影导管ProFlo and ProFlo XT Angiographic Catheter","是","是",null,"导管","f32","cl320000098"]
[12953,445,"心脏(冠状动脉)介入类","非超滑超长造影导丝","PTFE涂层造影导丝-260cm","美敦力（上海）管理有限公司","9131000060741770XH","美敦力（上海）管理有限公司","C0202220030000104254","0000050",null,"9b6e90f6-db6f-11e9-953f-fa163e0a8baf","长度：260cm；外径：0.035in；","008631","血管介入治疗类材料","国械注进20173776533","PTFE涂层造影导丝PTFE Coated Angiographic Guidewire","是","是",null,"导丝","f32","cl320000042","导丝","f33080100901","cl320000042"]
[12961,1042,"心脏(冠状动脉)介入类","非超滑普通导丝","PTFE涂层造影导丝-普通长度","美敦力（上海）管理有限公司","9131000060741770XH","美敦力（上海）管理有限公司","C0202220030000104254","0000061",null,"9b6e9e2d-db6f-11e9-953f-fa163e0a8baf","长度：145cm；外径：0.035in；","007046","血管介入治疗类材料","国械注进20173776533","PTFE涂层造影导丝PTFE Coated Angiographic Guidewire","是","是",null,"导丝","f32","cl320000042","导丝","f33080100901","cl320000042"]
[13106,204,"心脏(冠状动脉)介入类","造影导管","血管内造影导管（Optitorque）","泰尔茂医疗产品（上海）有限公司","91310000757597267D","泰尔茂医疗产品（上海）有限公司","C0207010040000007971","0000273",null,"ca6354d9-c9fe-11e9-953f-fa163e0a8baf","外径4Fr，长度100CM","RH*4JL3500M","血管介入治疗类材料","国械注进20153772357","血管内造影导管 Optitorque","是","是",null,"导管","f32","cl320000098"]
[13151,219,"心脏(冠状动脉)介入类","超滑普通造影导丝","Radifocus Guide Wire M 导丝","泰尔茂医疗产品（上海）有限公司","91310000757597267D","泰尔茂医疗产品（上海）有限公司","C0207060030000007971","0000281",null,"1c2b9cc0-cb2b-11ea-a4d6-fa163e0a8baf","外径0.025''长度180CM","RF*GA25183M","血管介入治疗类材料","国械注进20153032566","短导丝","是","是",null,"导丝","f210103","cl210103042","导丝","f32","cl320000042","导丝","f33080100901","cl320000042"]
[13267,447,"心脏(冠状动脉)介入类","鞘组(长度≤23cm)","动脉鞘（商品名：Input TS）","美敦力（上海）管理有限公司","9131000060741770XH","美敦力（上海）管理有限公司","C0207100150000004254","0000044",null,"a587d65f-db69-11e9-953f-fa163e0a8baf","外径：11F；长度：11cm","011101A","血管介入治疗类材料","国械注进20153771153","动脉鞘 Input TS Introducers","是","是",null,"鞘","f32","cl320000081","鞘","f310702","cl310702081","鞘","f33080100901","cl320000081"]
[13348,236,"心脏(冠状动脉)介入类","造影导管","造影导管(商品名：Infiniti)","康蒂思（上海）医疗器械有限公司","91310115341997945F","康蒂思（上海）医疗器械有限公司","C0202180040000008905","0000190",null,null,"5F 80cm 肱动脉选择性导管SONES 2","534531T","血管介入治疗类材料","国械注进20183032563","造影导管Infiniti Angiographic Catheter","是","是",null,"导管","f32","cl320000098","导管","f33080100901","cl320000098"]
[13492,190001351,"心脏(冠状动脉)介入类","非顺应性快速交换耐高压扩张球囊(后扩球囊)","球囊扩张导管","康蒂思（上海）医疗器械有限公司","91310115341997945F","康蒂思（上海）医疗器械有限公司","C0202050020000308905","0000129",null,null,"球囊长度8cm,球囊预置直径3mm,导管外径6F,总长度146cm","R5a-8-300","血管介入治疗类材料","国械注进20153031124","球囊扩张导管(Fortis II)","是","是",null,"球囊","f32","cl320000046","球囊","f33080100901","cl320000046"]
[13541,190001388,"心脏(冠状动脉)介入类","顺应性快速交换扩张球囊(预扩球囊)","球囊扩张导管","康蒂思（上海）医疗器械有限公司","91310115341997945F","康蒂思（上海）医疗器械有限公司","C0202050020000108905","0000143",null,null,"球囊直径×球囊长度：1.5mm×10mm","ZE-10-150","血管介入治疗类材料","国械注进20203030046","球囊扩张导管(IKAZUCHI Zero)","是","是",null,"球囊","f32","cl320000046","球囊","f33080100901","cl320000046"]
[13641,190001394,"心脏(冠状动脉)介入类","非顺应性快速交换耐高压扩张球囊(后扩球囊)","球囊扩张导管","康蒂思（上海）医疗器械有限公司","91310115341997945F","康蒂思（上海）医疗器械有限公司","C0202050020000308905","0000216",null,null,"球囊直径×球囊长度：4.5mm×13mm","RD3-13-450","血管介入治疗类材料","国械注进20203030062","球囊扩张导管(Raiden 3)","是","是",null,"球囊","f32","cl320000046","球囊","f33080100901","cl320000046"]
[13798,170700687,"心胸外科类","胸肋骨固定接骨板及螺钉","胸骨固定系统","捷迈（上海）医疗国际贸易有限公司","913100007340651456","捷迈（上海）医疗国际贸易有限公司","C0312060790300007551","0000016",null,"6296b996-dc92-11ea-bf70-fa163e0a8baf","松质螺丝 5 只包装","73-5410","骨科材料","国械注进20163464915","松质螺丝(5只包装)","是","是",null,"钛板","f34","cl330000149"]
[13847,170980124,"心胸外科类","肋骨骨折环抱器","环抱式接骨板","无锡市闻泰百得医疗器械有限公司","91320205763575988C","无锡市闻泰百得医疗器械有限公司","C0316070950000005218","0000033",null,"b1e242ea-df37-11e9-953f-fa163e0a8baf","4孔，宽度19mm，长度40mm，纯钛","LG02","骨科材料","国械注准20173460811","环抱式接骨板","是","是",null,"钛板","f33","cl330000148"]
[13934,170980047,"心胸外科类","肋骨骨折环抱器","环抱式接骨板","无锡市闻泰百得医疗器械有限公司","91320205763575988C","无锡市闻泰百得医疗器械有限公司","C0316070950000005218","0000120",null,"b1e3a13e-df37-11e9-953f-fa163e0a8baf","8孔，宽度11mm，长度70mm，纯钛","LG03","骨科材料","国械注准20173460811","环抱式接骨板","是","是",null,"钛板","f33","cl330000148"]
[14008,170967109,"心胸外科类","冠脉吻合辅助器","打孔器","泰利福医疗器械商贸（上海）有限公司","913100006643429000","泰利福医疗器械商贸（上海）有限公司","C0502041280000008455","0000015",null,"82428414-b984-11e9-974a-fa163e0a8baf","DP-36K","DP-36K","心脏外科类材料","国械注进20192030085","打孔器","是","是",null,"打洞器","f330802","cl330802203"]
[14153,151102074,"心胸外科类","瓣膜成形环(三尖瓣)","心脏瓣膜成形环","爱德华（上海）医疗用品有限公司","913100006074327581","爱德华（上海）医疗用品有限公司","C0503031310000202943","0000010",null,"2bb867c2-d2d3-11e9-953f-fa163e0a8baf","4900T32","4900","心脏外科类材料","国械注进20173466532","心脏瓣膜成形环","是","是",null,"修补材料","f33","cl330000123"]
[14227,160904271,"神经外科耗材","迷你型临时动脉瘤夹","动脉瘤夹","宁波朗越医疗器械有限公司","91330206058268763M"," 宁波朗越医疗器械有限公司","C0404011190000210998","0000037","0104250603652175","e375fd94-d46e-11e9-953f-fa163e0a8baf","65.217T","65.217T","神经外科材料","国械注进20173461856","动脉瘤夹-2","是","是",null,"动脉瘤夹","f330203","cl330203116"]
[14378,160904272,"神经外科耗材","迷你型永久动脉瘤夹","动脉瘤夹","宁波朗越医疗器械有限公司","91330206058268763M"," 宁波朗越医疗器械有限公司","C0404011190000110998","0000058","0104250603658078","e37675f2-d46e-11e9-953f-fa163e0a8baf","65.807T","65.807T","神经外科材料","国械注进20173461856","动脉瘤夹-1","是","是",null,"动脉瘤夹","f330203","cl330203116"]
[14459,160901440,"神经外科耗材","二维颅骨修补钛网","颅骨固定系统—92R1520","上海欧技医疗器械有限公司","91310118758585268Q","上海欧技医疗器械有限公司","C0401031180100209127","0000011",null,"3484bada-ac4d-11e9-8460-fa163e0a8baf","长150（mm)宽200（mm)","92R1520",null,"国械注进20173460168","92R普通型钛网","是","是",null,"颅骨修补材料","f330201","cl330201144"]
[14520,160900571,"神经外科耗材","动静脉畸形夹","微型脑动脉瘤夹","贝朗医疗（上海）国际贸易有限公司","913101156074116154","贝朗医疗（上海）国际贸易有限公司","C0404021190000402834","0000026",null,"694f38c7-7e24-11ea-80a3-fa163e0a8baf","AVM微型夹 直型 2mm","FE902K","神经外科材料","国械注进20153131093","蛇牌Yasargil脑动脉瘤夹-AVM夹","是","是",null,"动脉瘤夹","f330203","cl330203116"]
[14588,160305765,"普外科","不可吸收缝线(带针)","非吸收性外科缝线","南通华利康医疗器械有限公司","91320691733775348B","南通华利康医疗器械有限公司","C1408021840000803739",null," ",null,"真丝缝线(4-0)","真丝缝线（4-0，多股编织有涂层、黑色）线长75cm，带针-单针（角针，针径0.60mm针长19mm3/8弧），缝针由12Cr17Ni7材料组成。","基础卫生材料","苏械注准20152021365","非吸收性外科缝线-4","是","是",null,"特殊缝线","f331522","cl331522154","特殊缝线","f331521","cl331521154","特殊缝线","f331514","cl331514154","特殊缝线","f331502","cl331502154","特殊缝线","f3304","cl330400154","特殊缝线","f331005","cl331005154","特殊缝线","f330204","cl330204154","特殊缝线","f331006","cl331006154","特殊缝线","f3308","cl330800154","特殊缝线","f331101019","cl331101154","特殊缝线","f331101018","cl331101154","特殊缝线","f330203","cl330203154","特殊缝线","f330701040","cl330607154","特殊缝线","f330607016","cl330607154","特殊缝线","f330606","cl330606154","特殊缝线","f330607015","cl330607154","特殊缝线","f331007","cl331007154"]
[14765,160315184,"普外科","单发钛夹","结扎夹","江苏三联星海医疗器械有限公司","91320400766535615G","江苏三联星海医疗器械有限公司","C1101081760000201564","0000006","0106946480580349","f4d4ce9a-d43b-11e9-953f-fa163e0a8baf","LC-3-4","LC-3-4","吻合器及附件","国械注准20183461536 ","结扎夹","是","是",null,"钛夹","f31","cl310000125","钛夹","f33","cl330000125"]
[14819,160312796,"普外科","管型/圆型/端端吻合器","一次性使用管型消化道吻合器","苏州法兰克曼医疗器械有限公司","913205057500283019","苏州法兰克曼医疗器械有限公司","C1101011720100200841","0000055","6933816800202","dc003c85-d557-11ea-a4d6-fa163e0a8baf","器械长度420mm；吻合口外径21.5mm；缝合钉16枚","CS21WB","吻合器及附件","苏械注准20152020798","一次性使用管型消化道吻合器4","是","是",null,"吻合器","f331001016","cl331001218","吻合器","f331001019","cl331001218","吻合器","f331001020","cl331001218","吻合器","f331001022","cl331001218","吻合器","f331001023","cl331001218","吻合器","f331002003","cl331002218","吻合器","f331002008","cl331002218","吻合器","f331003018","cl331003218","吻合器","f331004012","cl331004218","吻合器","f331008026","cl331008218"]
[14894,160300102,"普外科","直线型切割吻/缝合器","一次性切割吻（缝）合器及钉仓组件","普瑞斯星（常州）医疗器械有限公司","91320412693364770C","普瑞斯星（常州）医疗器械有限公司","C1102011720000602573","0000007","6950315003040","79af6c8f-a793-11e9-b4ed-fa163e0a8baf","PYQG-60B","PYQG-60B","吻合器及附件","苏械注准20182080035","一次性直线切割吻（缝）合器及钉仓组件-1","是","是",null,"吻合器","f331001016","cl331001218","吻合器","f331001019","cl331001218","吻合器","f331001020","cl331001218","吻合器","f331001022","cl331001218","吻合器","f331001023","cl331001218","吻合器","f331002003","cl331002218","吻合器","f331002008","cl331002218","吻合器","f331003018","cl331003218","吻合器","f331004012","cl331004218","吻合器","f331008026","cl331008218"]
[15010,160315316,"普外科","肝脏穿刺活检针","吸引活检针(商品名：吸引活检针)","八光商贸（上海）有限公司","9131000071785947XW","八光商贸（上海）有限公司","C0106020070000602237","0000086",null,null,"TOP1410M","Top cut M   （托普美）","非血管介入治疗类材料","国械注进20152142086 ","Top cut M（托普美）","是","是",null,"活检针","f31","cl310000048"]
[15119,160304615,"普外科","人造血管","人造血管","巴德医疗科技（上海）有限公司","913100006988082705","巴德医疗科技（上海）有限公司","C0602021330000010290","0000138",null,"630ff23e-d8ff-11e9-953f-fa163e0a8baf","10S06TWC","10S06TWC",null,null,"人造血管","是","是",null,"人工血管","f3308","cq330800141","人工血管","f330201023","cl330201141","人工血管","f330804071","cl330804141","人工血管","f330900011","cq330900141","人工血管","f331101017","cq331101141","人工血管","f330804068","cl330804141","人工血管","f331204017","cq331204141","人工血管","f330703026","cq330703141"]
[15200,160315717,"普外科","单发钛夹","结扎夹和自动结扎钳","泰利福医疗器械商贸（上海）有限公司","913100006643429000","泰利福医疗器械商贸（上海）有限公司","C1101081760000208455","0000034",null,"2e874b1a-f42e-11ea-bf70-fa163e0a8baf",544240,544240,"吻合器及附件","国械注进20143026018","结扎夹(6枚)","是","否","植入性材料",null,"f31/f33"]
[15303,160318832,"普外科","疝修补片(平片)(不可吸收)","疝修补片","北京天助畅运医疗技术股份有限公司","91110105744717434Y","北京天助畅运医疗技术股份有限公司","C1205011180200202494","0000009",null,"3f723aa8-cd59-11e9-953f-fa163e0a8baf","5*10cm","PPMF","修补材料","国械注准20163461163","疝修补片-2","是","是",null,"人工补片","f331008","cl331008212","人工补片","f330804","cl330804212","修补材料","f33","cl330000123"]
[15425,160310898,"普外科","不可吸收缝线(带针)","非吸收性外科缝线（金属线）","杭州华威医疗用品有限公司","91330100609132492K","杭州华威医疗用品有限公司","C1408021840000101943","0000025",null,"76f391ca-98db-11ea-8bcf-fa163e0a8baf","4","4","基础卫生材料","浙械注准20142020178","非吸收性外科缝线金属线","是","是",null,"特殊缝线","f331522","cl331522154","特殊缝线","f331521","cl331521154","特殊缝线","f331514","cl331514154","特殊缝线","f331502","cl331502154","特殊缝线","f3304","cl330400154","特殊缝线","f331005","cl331005154","特殊缝线","f330204","cl330204154","特殊缝线","f331006","cl331006154","特殊缝线","f3308","cl330800154","特殊缝线","f331101019","cl331101154","特殊缝线","f331101018","cl331101154","特殊缝线","f330203","cl330203154","特殊缝线","f330701040","cl330607154","特殊缝线","f330607016","cl330607154","特殊缝线","f330606","cl330606154","特殊缝线","f330607015","cl330607154","特殊缝线","f331007","cl331007154"]
[15506,160323924,"普外科","不可吸收缝线(带针)","聚丙烯不可吸收缝合线（商品名:普理灵）","强生（上海）医疗器材有限公司","91310115703465170L","强生（上海）医疗器材有限公司","C1408021840000209098","0000139",null,"a2091292-c291-11ea-8d16-fa163e0a8baf","5-0","8556H","基础卫生材料","国械注进20192022154","聚丙烯不可吸收缝合线PROLENE普理灵5/0#","是","是",null,"特殊缝线","f331522","cl331522154","特殊缝线","f331521","cl331521154","特殊缝线","f331514","cl331514154","特殊缝线","f331502","cl331502154","特殊缝线","f3304","cl330400154","特殊缝线","f331005","cl331005154","特殊缝线","f330204","cl330204154","特殊缝线","f331006","cl331006154","特殊缝线","f3308","cl330800154","特殊缝线","f331101019","cl331101154","特殊缝线","f331101018","cl331101154","特殊缝线","f330203","cl330203154","特殊缝线","f330701040","cl330607154","特殊缝线","f330607016","cl330607154","特殊缝线","f330606","cl330606154","特殊缝线","f330607015","cl330607154","特殊缝线","f331007","cl331007154"]
[15602,160307084,"普外科","不可吸收缝线(带针)","非吸收性外科缝线 蚕丝线（捻合型）穿针","杭州华威医疗用品有限公司","91330100609132492K","杭州华威医疗用品有限公司","C1408021840000701943","0000026",null,"248c280c-9b2a-11ea-9ac3-fa163e0a8baf","4-0","4-0","基础卫生材料","浙械注准20142020178","非吸收性外科缝线蚕丝线捻合型穿针(单,90cm)","是","是",null,"特殊缝线","f331522","cl331522154","特殊缝线","f331521","cl331521154","特殊缝线","f331514","cl331514154","特殊缝线","f331502","cl331502154","特殊缝线","f3304","cl330400154","特殊缝线","f331005","cl331005154","特殊缝线","f330204","cl330204154","特殊缝线","f331006","cl331006154","特殊缝线","f3308","cl330800154","特殊缝线","f331101019","cl331101154","特殊缝线","f331101018","cl331101154","特殊缝线","f330203","cl330203154","特殊缝线","f330701040","cl330607154","特殊缝线","f330607016","cl330607154","特殊缝线","f330606","cl330606154","特殊缝线","f330607015","cl330607154","特殊缝线","f331007","cl331007154"]
[15635,160307884,"普外科","不可吸收缝线(带针)","非吸收性外科缝线 蚕丝线（编织型）穿针","杭州华威医疗用品有限公司","91330100609132492K","杭州华威医疗用品有限公司","C1408021840000701943","0000070",null,"4091659e-9b29-11ea-9ac3-fa163e0a8baf","6-0","6-0","基础卫生材料","浙械注准20142020178","非吸收性外科缝线蚕丝线编织型穿针(单,70cm)","是","是",null,"特殊缝线","f331522","cl331522154","特殊缝线","f331521","cl331521154","特殊缝线","f331514","cl331514154","特殊缝线","f331502","cl331502154","特殊缝线","f3304","cl330400154","特殊缝线","f331005","cl331005154","特殊缝线","f330204","cl330204154","特殊缝线","f331006","cl331006154","特殊缝线","f3308","cl330800154","特殊缝线","f331101019","cl331101154","特殊缝线","f331101018","cl331101154","特殊缝线","f330203","cl330203154","特殊缝线","f330701040","cl330607154","特殊缝线","f330607016","cl330607154","特殊缝线","f330606","cl330606154","特殊缝线","f330607015","cl330607154","特殊缝线","f331007","cl331007154"]
[15812,160326152,"普外科","可吸收缝线(带针)","可吸收性缝线（商品名：VICRYL Plus）","强生（上海）医疗器材有限公司","91310115703465170L","强生（上海）医疗器材有限公司","C1408031850000909098","0000351",null,"5f3aa85d-c664-11ea-a4d6-fa163e0a8baf","0","VCP764D","基础卫生材料","国械注进20203021529","可吸收性缝线VICRYL Plus CR8抗菌薇乔CR8 0#","是","是",null,"可吸收缝线","f33","cl330000124"]
[15895,160205761,"普外科","免打结可吸收缝线","可吸收性外科缝线","上海威棣企业营销策划中心","91310116MA1J8HJ4XU","上海威棣企业营销策划中心","C1408031850001505039","0000218",null,"7e8b7474-7288-11ea-948d-fa163e0a8baf","标称线长：60cm、标称规格：1、针型：圆针、针弧：1/2弧 、针长：36mm","RX-1059Q","基础卫生材料","国械注进20153652919","Quill PDO 1/2弧针长36mm双向圆针线长60cm1#线","是","是",null,"可吸收缝线","f33","cl330000124"]
[15941,160205761,"普外科","免打结可吸收缝线","可吸收性外科缝线","上海威棣企业营销策划中心","91310116MA1J8HJ4XU","上海威棣企业营销策划中心","C1408031850001505039","0000283",null,"698eb2dc-7288-11ea-948d-fa163e0a8baf","标称线长：48cm、标称规格：2、针型：圆针、针弧：1/2弧 、针长：36mm","RX-1033Q","基础卫生材料","国械注进20153652919","Quill PDO 1/2弧针长36mm双向圆针线长48cm2#线","是","是",null,"可吸收缝线","f33","cl330000124"]
[16022,160301573,"普外科","可吸收缝线(带针)","合成可吸收性外科缝线","柯惠医疗器材国际贸易（上海）有限公司","91310115607422226G","柯惠医疗器材国际贸易（上海）有限公司","C1408041850000306823","0000034",null,"53a4d638-cfa4-11e9-953f-fa163e0a8baf","GMM563L","GMM563L",null,null,"合成可吸收性外科缝线-3","是","是",null,"可吸收缝线","f33","cl330000124"]
[16188,160325927,"普外科","可吸收缝线(带针)","合成可吸收性外科缝线（商品名：VICRYL）","强生（上海）医疗器材有限公司","91310115703465170L","强生（上海）医疗器材有限公司","C1408041850000809098","0000068",null,"8891a96e-a159-11ea-9ac3-fa163e0a8baf","4-0","J422H","基础卫生材料","国械注进20143025592","可吸收性缝线Coated VICRYL薇乔4/0#","是","是",null,"可吸收缝线","f33","cl330000124"]
[16247,160305687,"普外科","可吸收缝线(带针)","可吸收外科带针缝线（商品名：Safil 结福）","贝朗医疗（上海）国际贸易有限公司","913101156074116154","贝朗医疗（上海）国际贸易有限公司","C1408041850000902834","0001163",null,"60c73f56-c7d5-11e9-953f-fa163e0a8baf","SAFIL UNDYED 3/0 (2) 70CM DS24 (M)","C1049235","基础卫生材料","国械注进20193021761","可吸收外科带针缝线Absorbable Surgical Suture-3","是","是",null,"可吸收缝线","f33","cl330000124"]
[16392,160324845,"普外科","可吸收缝线(带针)","可吸收性缝线（商品名：Vicryl Rapid）","强生（上海）医疗器材有限公司","91310115703465170L","强生（上海）医疗器材有限公司","C1408041850000909098","0000002",null,"7995f044-d52b-11e9-953f-fa163e0a8baf","2-0","V5170H","基础卫生材料","国械注进20173650603","可吸收性缝线VICRYL Rapide快薇乔2/0#","是","是",null,"可吸收缝线","f33","cl330000124"]
[16481,160306052,"普外科","可吸收单股胶原蛋白缝合线(美容线)","可吸收胶原蛋白缝合线(商品名：佳修）","湖南然元医用高科技蛋白线有限公司","91430104736789761N","湖南然元医用高科技蛋白线有限公司","C1408070000000002299","0000020",null,"06d8e3ce-7332-11ea-948d-fa163e0a8baf","2-0 20cm ⊙ 1/2 8×14","2-0 20cm ⊙ 1/2 8×14","基础卫生材料","国械注准20173654672","可吸收胶原蛋白缝合线","是","是",null,"可吸收缝线","f33","cl330000124"]
[16553,160305180,"普外科","手术贴膜","一次性使用无菌手术膜","浙江省淳安县人和医疗用品工贸有限公司","9133012770427136X9","浙江省淳安县人和医疗用品工贸有限公司","C1409022490000202903","0000086",null,"23f91b35-5518-11ea-b7cb-fa163e0a8baf","30cm×45cm，1片/包，PO、支撑体","专用型","基础卫生材料","浙械注准20192140446","一次性使用无菌手术膜","是","否","医用膜",null,"f33"]
[16678,150813569,"普外科","腹腔引流管","引流导管及附件","上海川怡医疗科技有限公司","91330206758882676D","上海川怡医疗科技有限公司","C1424030000000001480","0000002",null,"260a7432-a92c-11e9-8460-fa163e0a8baf","最大宽度：13mm","CV-0113",null,"国械注许20172660301","引流导管及附件","是","是",null,"引流装置","f121400001","cl121400037","引流装置","f330703017","cl330703037","引流管","f330703017","cl330703145","一次性胸（腹）腔引流装置","f1111","cl111100300"]
[16778,151212173,"麻醉类耗材","抗感染单腔中心静脉导管(CVC)","一次性使用含药中心静脉导管","乐普（北京）医疗器械股份有限公司","911100007000084768","乐普（北京）医疗器械股份有限公司","C0207030040100309124","0000014","06936733780589","e97a0a88-cfb5-11e9-953f-fa163e0a8baf","LPPCVC1-18-15","LPPCVC1-18-15","血管介入治疗类材料","国械注准20163771322","一次性使用含药中心静脉导管（抗菌）单腔儿童","是","是",null,"一次性留置导管","f1204","cl120400029","深静脉导管","f3301","cl330100004","深静脉导管","f111100901","cl111100004","深静脉导管","f111100902","cl111100004"]
[16827,180001056,"麻醉类耗材","一次性神经阻滞穿刺针","一次性使用神经阻滞针","河南驼人医疗器械集团有限公司","914107281734449880","河南驼人医疗器械集团有限公司","C0106010260000205977","0000012",null,"a4d6fc44-d14c-11ea-a4d6-fa163e0a8baf","15G","Ⅲ型","非血管介入治疗类材料","国械注准20163151782","一次性使用神经阻滞针Ⅲ型 (普通穿刺针)","是","是",null,"穿刺针","f330102903","cl330100031","穿刺针","f330102902","cl330100031","穿刺针","f330101901","cl330100031","一次性穿刺针","f31","cl310000031"]
[16971,151220188,"麻醉类耗材","单腔中心静脉导管(CVC)","一次性无菌中心静脉导管及附件","广东百合医疗科技股份有限公司","91440600721123254C","广东百合医疗科技股份有限公司","C0207030040100306596","0000406",null,"5fd1bbe8-d232-11ea-a4d6-fa163e0a8baf","单腔22Ga，外径：0.90mm，有效长度：5cm","标准装FV-1221","血管介入治疗类材料","国械注准20153031562","一次性无菌中心静脉导管","是","是",null,"一次性留置导管","f1204","cl120400029","深静脉导管","f3301","cl330100004","深静脉导管","f111100901","cl111100004","深静脉导管","f111100902","cl111100004"]
[16988,151220684,"麻醉类耗材","双腔中心静脉导管(CVC)","一次性无菌中心静脉导管及附件","广东百合医疗科技股份有限公司","91440600721123254C","广东百合医疗科技股份有限公司","C0207030040100306596","0000418",null,"5fd2b0de-d232-11ea-a4d6-fa163e0a8baf","双腔4Fr，外径：1.40mm，有效长度：20cm","标准装FV-2426","血管介入治疗类材料","国械注准20153031562","一次性无菌中心静脉导管","是","是",null,"一次性留置导管","f1204","cl120400029","深静脉导管","f3301","cl330100004","深静脉导管","f111100901","cl111100004","深静脉导管","f111100902","cl111100004"]
[17133,170949408,"麻醉类耗材","一次性脑电(麻醉深度)传感器","一次性无创脑电传感器","深圳市太极医疗科技有限公司","91440300050489799Y","深圳市太极医疗科技有限公司","C0405030210000001462","0000008",null,"d806ab09-eb5c-11ea-bf70-fa163e0a8baf","TD-2003","TD-2003","神经外科材料","粤械注准20152071459","一次性无创脑电传感器","是","是",null,"传感器","f3301","cl330100128"]
[17169,151106368,"麻醉类耗材","一次性氧饱和度传感器","一次性使用脉搏血氧饱和度传感器(脉搏血氧饱和度探头)","浙江海圣医疗器械股份有限公司","91330600724537794K","浙江海圣医疗器械有限公司","C1407031830000010318","0000006",null,"a93d7d7f-befd-11e9-974a-fa163e0a8baf","HS-SN-2","HS-SN-2","基础卫生材料","浙械注准20172210294","一次性使用脉搏血氧饱和度传感器","是","是",null,"传感器","f3301","cl330100128"]
[17294,151213209,"麻醉类耗材","一次性加强型气管导管","一次性使用无菌气管插管","泰利福医疗器械商贸（上海）有限公司","913100006643429000","泰利福医疗器械商贸（上海）有限公司","C1425012090000008455","0000319",null,"bdab6833-bfd0-11e9-974a-fa163e0a8baf","104202-000075","104202-000075","基础卫生材料","国械注进20192081715","一次性使用无菌气管插管(加强型气管插管RUSCHFLEX)","是","是",null,"气管导管","f3301","cl330100127","气管插管","f330102003","cl330100007","气管插管","f111100901","cl111100007","气管插管","f111100902","cl111100007","导管","f311202004","cl311202098","气管插管","f11040000100","cl110400007","气管插管","f11040000101","cl110400007"]
[17439,16446,"骨科集中采购(其他)","可吸收螺钉","复合可吸收螺钉系统","锐适医疗器械（上海）有限公司","913100000529878000","锐适医疗器械（上海）有限公司","C0303010780300205939","0000004","(01)00888867015517","d6b9a617-d9f4-11e9-953f-fa163e0a8baf","9*23mm","AR-1390C","骨科材料","国械注进20163465097","复合可吸收螺钉系统BioComposite Tenodesis Screw System-2","是","是",null,"骨科四肢及骨盆内固定材料","f3315","cl331500238"]
[17462,45597,"骨科集中采购(其他)","人工骨(含高分子、陶瓷等生物材料类)","β-磷酸三钙生物陶瓷","上海贝奥路生物材料有限公司","913100006074148839","上海贝奥路生物材料有限公司","C0347031090000010257","0000033","0106938775500330","4f66f694-df65-11e9-953f-fa163e0a8baf","不规则颗粒多孔型；Φ＞3.5mm，3.0g","TK-G3550-3","骨科材料","国械注准20173461050","β-磷酸三钙生物陶瓷-颗粒","是","是",null,"人造骨","f3315","cl331500243"]
[17568,39475,"骨科集中采购(其他)","可吸收螺钉","可吸收螺钉（商品名：BioRCI）","施乐辉医用产品国际贸易（上海）有限公司","91310000607411498D","施乐辉医用产品国际贸易（上海）有限公司","C0303010780300206052","0000007",null,null,"外螺纹直径9,螺钉全长35",7207565,"骨科材料","国械注进20143465035","可吸收螺钉(商品名：BioRCI)","是","是",null,"骨科四肢及骨盆内固定材料","f3315","cl331500238"]
[17649,34483,"骨科集中采购(其他)","人工骨(含高分子、陶瓷等生物材料类)","医用纳米羟基磷灰石/聚酰胺66复合骨充填材料（商品名：纳艾康）（不规则骨块）","四川国纳科技有限公司","91510100730214035G","四川国纳科技有限公司","C0329050980100308004","0000048",null,"547ed332-e5d7-11ea-bf70-fa163e0a8baf","48×25×3×14","NNBD/40C","骨科材料","国械注准20183461720","不规则型-5","是","是",null,"人造骨","f3315","cl331500243"]
[17755,21138,"骨科集中采购(其他)","骨水泥","骨水泥（商品名：CEMEX）","各路宝医疗器械（深圳）有限公司","91440300MA5DQ33R85","各路宝医疗器械（深圳）有限公司","C0347051110000006058","0000003",null,"486310be40c544399f50a6511958feee","/","1400/I","骨科材料","国械注进20173656600","骨水泥Bone cement","是","是",null,"骨水泥","f3315","cl331500239"]
[17874,23632,"骨科集中采购(脊柱)","胸腰椎后路钉棒系统","脊柱后路内固定系统（商品名：UPASS）(UPASS万向复位螺钉)","山东威高骨科材料股份有限公司","91370000773168024E","山东威高骨科材料股份有限公司","C0325050890100109122","0000120","","d1fb6e09-d390-11e9-953f-fa163e0a8baf","4.0×30","WGB1Z-2","骨科材料","国械注准20173464361","UPASS万向复位螺钉(钛合金)","是","是",null,"骨科脊柱内固定材料","f3315","cg331500237"]
[17952,23629,"骨科集中采购(脊柱)","胸腰椎后路钉棒系统","脊柱后路内固定系统（商品名：UPASS）(UPASS椎弓根螺钉)","山东威高骨科材料股份有限公司","91370000773168024E","山东威高骨科材料股份有限公司","C0325050890100309122","0000294","","8dba4ba6-d391-11e9-953f-fa163e0a8baf","6.5×80","WGB1Z-2","骨科材料","国械注准20173464361","UPASS椎弓根螺钉(钛合金)","是","是",null,"骨科脊柱内固定材料","f3315","cg331500237"]
[18035,23554,"骨科集中采购(脊柱)","颈胸后路钉棒系统","脊柱后路内固定系统（商品名：PCF)(PCF万向螺钉)","山东威高骨科材料股份有限公司","91370000773168024E","山东威高骨科材料股份有限公司","C0325060890100109122","0000236","","ae4226c5-d2ce-11e9-953f-fa163e0a8baf","4.0×24","WGB1Z-4","骨科材料","国械注准20173464406","PCF万向螺钉(钛合金)","是","是",null,"骨科脊柱内固定材料","f3315","cg331500237"]
[18180,31818,"骨科集中采购(脊柱)","胸腰椎后路钉棒系统","脊柱矫形固定器(椎弓根螺钉)","天津正天医疗器械有限公司","91120110746653833R","天津正天医疗器械有限公司","C0326020890100301884","0000080","","1439dc2c-7341-11ea-948d-fa163e0a8baf","φ6.5×50mm","JJXA","骨科材料","国械注准20183461573","脊柱固定器 椎弓根螺钉-11","是","是",null,"骨科脊柱内固定材料","f3315","cg331500237"]
[18245,42911,"骨科集中采购(脊柱)","椎间融合器","椎间融合器(腰椎融合器Ⅱ)","山东威高骨科材料股份有限公司","91370000773168024E","山东威高骨科材料股份有限公司","C0329010970100809122","0000435","","35393c50-d2ce-11e9-953f-fa163e0a8baf","12×22×9mm0°","WGB3Z02L2","骨科材料","国械注准20163460600","腰椎融合器Ⅱ(PEEK)","是","是",null,"骨科脊柱内固定材料","f3315","cg331500237"]
[18405,42911,"骨科集中采购(脊柱)","椎间融合器","椎间融合器(腰椎融合器Ⅱ)","山东威高骨科材料股份有限公司","91370000773168024E","山东威高骨科材料股份有限公司","C0329010970100809122","0000595","","353a3a84-d2ce-11e9-953f-fa163e0a8baf","15×22×8mm0°","WGB3Z02L2","骨科材料","国械注准20163460600","腰椎融合器Ⅱ(PEEK)","是","是",null,"骨科脊柱内固定材料","f3315","cg331500237"]
[18486,42911,"骨科集中采购(脊柱)","椎间融合器","椎间融合器(腰椎融合器Ⅱ)","山东威高骨科材料股份有限公司","91370000773168024E","山东威高骨科材料股份有限公司","C0329010970100809122","0000676","","353aa5e0-d2ce-11e9-953f-fa163e0a8baf","9×32×8mm0°","WGB3Z02L2","骨科材料","国械注准20163460600","腰椎融合器Ⅱ(PEEK)","是","是",null,"骨科脊柱内固定材料","f3315","cg331500237"]
[18538,42911,"骨科集中采购(脊柱)","椎间融合器","椎间融合器(腰椎融合器Ⅱ)","山东威高骨科材料股份有限公司","91370000773168024E","山东威高骨科材料股份有限公司","C0329010970100809122","0000728","","353ae676-d2ce-11e9-953f-fa163e0a8baf","8×24×10mm4°","WGB3Z02L2","骨科材料","国械注准20163460600","腰椎融合器Ⅱ(PEEK)","是","是",null,"骨科脊柱内固定材料","f3315","cg331500237"]
[18615,42911,"骨科集中采购(脊柱)","椎间融合器","椎间融合器(腰椎融合器Ⅱ)","山东威高骨科材料股份有限公司","91370000773168024E","山东威高骨科材料股份有限公司","C0329010970100809122","0000805","","353b4c46-d2ce-11e9-953f-fa163e0a8baf","7×26×10mm8°","WGB3Z02L2","骨科材料","国械注准20163460600","腰椎融合器Ⅱ(PEEK)","是","是",null,"骨科脊柱内固定材料","f3315","cg331500237"]
[18696,42911,"骨科集中采购(脊柱)","椎间融合器","椎间融合器(腰椎融合器Ⅱ)","山东威高骨科材料股份有限公司","91370000773168024E","山东威高骨科材料股份有限公司","C0329010970100809122","0000886","","353bb683-d2ce-11e9-953f-fa163e0a8baf","8×34×10mm4°","WGB3Z02L2","骨科材料","国械注准20163460600","腰椎融合器Ⅱ(PEEK)","是","是",null,"骨科脊柱内固定材料","f3315","cg331500237"]
[18837,42911,"骨科集中采购(脊柱)","椎间融合器","椎间融合器(腰椎融合器Ⅱ)","山东威高骨科材料股份有限公司","91370000773168024E","山东威高骨科材料股份有限公司","C0329010970100809122","0001027","","353c7503-d2ce-11e9-953f-fa163e0a8baf","11×24×8mm4°","WGB3Z02L2","骨科材料","国械注准20163460600","腰椎融合器Ⅱ(PEEK)","是","是",null,"骨科脊柱内固定材料","f3315","cg331500237"]
[18921,42911,"骨科集中采购(脊柱)","椎间融合器","椎间融合器(腰椎融合器Ⅱ)","山东威高骨科材料股份有限公司","91370000773168024E","山东威高骨科材料股份有限公司","C0329010970100809122","0001111","","353ce4dc-d2ce-11e9-953f-fa163e0a8baf","8×22×10mm0°","WGB3Z02L2","骨科材料","国械注准20163460600","腰椎融合器Ⅱ(PEEK)","是","是",null,"骨科脊柱内固定材料","f3315","cg331500237"]
[19002,42911,"骨科集中采购(脊柱)","椎间融合器","椎间融合器(腰椎融合器Ⅱ)","山东威高骨科材料股份有限公司","91370000773168024E","山东威高骨科材料股份有限公司","C0329010970100809122","0001192","","353d4cef-d2ce-11e9-953f-fa163e0a8baf","14×34×8mm4°","WGB3Z02L2","骨科材料","国械注准20163460600","腰椎融合器Ⅱ(PEEK)","是","是",null,"骨科脊柱内固定材料","f3315","cg331500237"]
[19130,42911,"骨科集中采购(脊柱)","椎间融合器","椎间融合器(腰椎融合器Ⅱ)","山东威高骨科材料股份有限公司","91370000773168024E","山东威高骨科材料股份有限公司","C0329010970100809122","0001320","","353df301-d2ce-11e9-953f-fa163e0a8baf","12×36×12mm0°","WGB3Z02L2","骨科材料","国械注准20163460600","腰椎融合器Ⅱ(PEEK)","是","是",null,"骨科脊柱内固定材料","f3315","cg331500237"]
[19227,42911,"骨科集中采购(脊柱)","椎间融合器","椎间融合器(腰椎融合器Ⅱ)","山东威高骨科材料股份有限公司","91370000773168024E","山东威高骨科材料股份有限公司","C0329010970100809122","0001417","","353e7203-d2ce-11e9-953f-fa163e0a8baf","11×34×12mm8°","WGB3Z02L2","骨科材料","国械注准20163460600","腰椎融合器Ⅱ(PEEK)","是","是",null,"骨科脊柱内固定材料","f3315","cg331500237"]
[19308,42911,"骨科集中采购(脊柱)","椎间融合器","椎间融合器(腰椎融合器Ⅱ)","山东威高骨科材料股份有限公司","91370000773168024E","山东威高骨科材料股份有限公司","C0329010970100809122","0001498","","353edaee-d2ce-11e9-953f-fa163e0a8baf","13×34×10mm4°","WGB3Z02L2","骨科材料","国械注准20163460600","腰椎融合器Ⅱ(PEEK)","是","是",null,"骨科脊柱内固定材料","f3315","cg331500237"]
[19423,41634,"骨科集中采购(脊柱)","椎间融合器","椎间融合器（Bridge 腰椎间融合器）","常州市康辉医疗器械有限公司","9132041113767409X5","常州市康辉医疗器械有限公司","C0329010970300800059","0000013","","b21d6538-d9d3-11e9-953f-fa163e0a8baf","Bridge 腰椎融合器 26/14","ZFD Ⅰ","骨科材料","国械注准20173130527","Bridge 腰椎融合器","是","是",null,"骨科脊柱内固定材料","f3315","cg331500237"]
[19533,27698,"骨科集中采购(脊柱)","胸腰椎后路可注射骨水泥钉棒系统","脊柱内固定系统（商品名：Polynices）(紧定螺钉)","常州市康辉医疗器械有限公司","9132041113767409X5","常州市康辉医疗器械有限公司","C0325160790000100059","0000001","(00)069331891000108261","02801c45-db68-11e9-953f-fa163e0a8baf","紧定螺钉 4.9mm","PN LD05","骨科材料","国械注准20153460582","紧定螺钉LD05","是","是",null,"骨科脊柱内固定材料","f3315","cg331500237"]
[19620,29564,"骨科集中采购(脊柱)","腰骶后路钉棒系统","脊柱内固定器 钉棒系统(固定螺钉)","上海三友医疗器械股份有限公司","913100007743059833","上海三友医疗器械股份有限公司","C0325060890102106388","0000010","(01)06942674622048","67befa82-0211-11eb-bf70-fa163e0a8baf","4.5×25","V型(RSS I型)","骨科材料","国械注准20173460719","脊柱内固定器 钉棒系统 固定螺钉(V型(RSS I型))","是","是",null,"骨科脊柱内固定材料","f3315","cg331500237"]
[19662,29564,"骨科集中采购(脊柱)","腰骶后路钉棒系统","脊柱内固定器 钉棒系统(固定螺钉)","上海三友医疗器械股份有限公司","913100007743059833","上海三友医疗器械股份有限公司","C0325060890102106388","0000021","(01)06942674622475","67beed64-0211-11eb-bf70-fa163e0a8baf","5.0×40","V型(RSS I型)","骨科材料","国械注准20173460719","脊柱内固定器 钉棒系统 固定螺钉(V型(RSS I型))","是","是",null,"骨科脊柱内固定材料","f3315","cg331500237"]
[19839,29562,"骨科集中采购(脊柱)","腰骶后路钉棒系统","脊柱内固定器 钉棒系统(棒)","上海三友医疗器械股份有限公司","913100007743059833","上海三友医疗器械股份有限公司","C0325020890100206388","0000104","(01)06942674626251","3639acd4-0210-11eb-bf70-fa163e0a8baf","5.5×140","V型(RSS I型)","骨科材料","国械注准20173460719","脊柱内固定器 钉棒系统 棒(V型(RSS I型))","是","是",null,"骨科脊柱内固定材料","f3315","cg331500237"]
[19913,29226,"骨科集中采购(脊柱)","胸腰椎后路钉棒系统","脊柱内固定器 钉棒系统(棒)","上海三友医疗器械股份有限公司","913100007743059833","上海三友医疗器械股份有限公司","C0325020890100206388","0000136","(01)06942674630357","12973ab6-0230-11eb-bf70-fa163e0a8baf","6.35×75","V型(RSS VI型)","骨科材料","国械注准20173460719","脊柱内固定器 钉棒系统 棒(V型(RSS VI型))","是","是",null,"骨科脊柱内固定材料","f3315","cg331500237"]
[19968,170947922,"骨科集中采购(脊柱)","颈椎前路钉板系统","脊柱前路内固定系统 颈椎钉板-颈椎钛板+ 颈椎螺钉（固定角度）","上海三友医疗器械股份有限公司","913100007743059833","上海三友医疗器械股份有限公司","C0320010890201406388","0000012","(01)06942674634317","965ae2b5-0218-11eb-bf70-fa163e0a8baf","71","JZ I 型","骨科材料","国械注准20173461012","脊柱前路内固定系统 颈椎钉板 颈椎钛板(JZ I 型 59-71)","是","是",null,"骨科脊柱内固定材料","f3315","cg331500237"]
[20113,29368,"骨科集中采购(脊柱)","胸腰椎后路钉棒系统","脊柱内固定器 钉棒系统(多轴螺钉)","上海三友医疗器械股份有限公司","913100007743059833","上海三友医疗器械股份有限公司","C0325060890100106388","0000244","(01)06942674690474","58491532-022c-11eb-bf70-fa163e0a8baf","4.5×35","V型(RSS Ⅱ型)","骨科材料","国械注准20173460719","脊柱内固定器 钉棒系统 多轴螺钉(V型(RSS Ⅱ型))","是","是",null,"骨科脊柱内固定材料","f3315","cg331500237"]
[20206,29358,"骨科集中采购(脊柱)","胸腰椎后路钉棒系统","脊柱内固定器 钉棒系统(固定螺钉)","上海三友医疗器械股份有限公司","913100007743059833","上海三友医疗器械股份有限公司","C0325060890100306388","0000295","(01)06942674691471","cedf1aa1-022b-11eb-bf70-fa163e0a8baf","7.0×45","V型(RSS Ⅱ型)","骨科材料","国械注准20173460719","脊柱内固定器 钉棒系统 固定螺钉(V型(RSS Ⅱ型))","是","是",null,"骨科脊柱内固定材料","f3315","cg331500237"]
[20274,29369,"骨科集中采购(脊柱)","胸腰椎后路钉棒系统","脊柱内固定器 钉棒系统(固定复位螺钉)","上海三友医疗器械股份有限公司","913100007743059833","上海三友医疗器械股份有限公司","C0325050890100306388","0000151","(01)06942674692270","52f2542a-022d-11eb-bf70-fa163e0a8baf","4.0×35","V型(RSS Ⅱ型)","骨科材料","国械注准20173460719","脊柱内固定器 钉棒系统 固定复位螺钉(V型(RSS Ⅱ型))","是","是",null,"骨科脊柱内固定材料","f3315","cg331500237"]
[20323,29369,"骨科集中采购(脊柱)","胸腰椎后路钉棒系统","脊柱内固定器 钉棒系统(固定复位螺钉)","上海三友医疗器械股份有限公司","913100007743059833","上海三友医疗器械股份有限公司","C0325050890100306388","0000200","(01)06942674692782","52f2206c-022d-11eb-bf70-fa163e0a8baf","7.5×55","V型(RSS Ⅱ型)","骨科材料","国械注准20173460719","脊柱内固定器 钉棒系统 固定复位螺钉(V型(RSS Ⅱ型))","是","是",null,"骨科脊柱内固定材料","f3315","cg331500237"]
[20499,14345,"骨科集中采购(脊柱)","胸腰椎后路钉棒系统","脊柱后路内固定装置（钩式连接体）","浙江广慈医疗器械有限公司","9133028214475176XB","浙江广慈医疗器械有限公司","C0325080890000402615","0000003","/","006d7482-754a-11ea-948d-fa163e0a8baf","L75","\\",null,"国械注准20173460265","脊柱钉棒调节Ⅱ型钩式连接体","是","是",null,"骨科脊柱内固定材料","f3315","cg331500237"]
[20580,41029,"骨科集中采购(脊柱)","椎间融合器","椎间融合器（商品名：Clydesdale)","美敦力（上海）管理有限公司","9131000060741770XH","美敦力（上海）管理有限公司","C0329010970100904254","0000024","0100613994485830","c553f8be-c550-11e9-953f-fa163e0a8baf","Clydesdale融合器 6° 10X60","2968060","骨科材料","国械注进20163464849","Clydesdale融合器 6°","是","是",null,"骨科脊柱内固定材料","f3315","cg331500237"]
[20629,39955,"骨科集中采购(脊柱)","胸腰椎前路钉板系统","脊柱内固定系统(商品名:VANTAGE) 螺钉","美敦力（上海）管理有限公司","9131000060741770XH","美敦力（上海）管理有限公司","C0324030890000004254","0000004","0100721902705533","9cf49624-c25e-11e9-974a-fa163e0a8baf","6.5 x 25MM 螺钉","9336525","骨科材料","国械注进20163464848","螺钉6.5mm","是","是",null,"骨科脊柱内固定材料","f3315","cg331500237"]
[20792,36119,"骨科集中采购(脊柱)","腰骶后路钉棒系统","脊柱通用后路内固定器-椎弓根螺钉","创生医疗器械（中国）有限公司","91320412753910519M","创生医疗器械（中国）有限公司","C0325050890100104963","0000095","0106931720493497","d5b2509d-d52f-11e9-953f-fa163e0a8baf","万向长尾φ6.0×45","GSS-Ⅶ型","骨科材料","国械注准20153130118","脊柱通用后路内固定器-胸腰椎后路椎弓根长尾螺钉-普通螺纹/实心/万向(椎弓根螺钉)(非灭菌)","是","是",null,"骨科脊柱内固定材料","f3315","cg331500237"]
[20854,33598,"骨科集中采购(脊柱)","胸腰椎后路钉棒系统","脊柱后路内固定系统（商品名：Devine）（复位定向螺钉）（灭菌）","常州奥斯迈医疗器械有限公司","913204117353335195","常州奥斯迈医疗器械有限公司","C0325050890105704223","0000066","0106939560429065","fd149293-d456-11e9-953f-fa163e0a8baf","Φ5.0×30","Devine-TL6.0型","骨科材料","国械注准20143462104","脊柱后路内固定系统-胸腰椎后路椎弓根长尾螺钉-双螺纹/实心/单向(复位定向螺钉)(灭菌)","是","是",null,"骨科脊柱内固定材料","f3315","cg331500237"]
[20935,33596,"骨科集中采购(脊柱)","胸腰椎后路钉棒系统","脊柱后路内固定系统（商品名：Devine）（万向螺钉）（灭菌）","常州奥斯迈医疗器械有限公司","913204117353335195","常州奥斯迈医疗器械有限公司","C0325060890105504223","0000216","0106939560429560","847e39a6-d456-11e9-953f-fa163e0a8baf","Φ6.0×35","Devine-TL6.0型","骨科材料","国械注准20143462104","脊柱后路内固定系统-胸腰椎后路椎弓根短尾螺钉-双螺纹/实心/万向(万向螺钉)(灭菌)","是","是",null,"骨科脊柱内固定材料","f3315","cg331500237"]
[20990,34630,"骨科集中采购(脊柱)","胸腰椎后路动态钉棒系统","脊柱后路内固定系统（商品名：Devine）（复位万向螺钉）（灭菌）","常州奥斯迈医疗器械有限公司","913204117353335195","常州奥斯迈医疗器械有限公司","C0325050890105504223","0000233","0106939560430115","63183d8f-d457-11e9-953f-fa163e0a8baf","Φ7.5×35","Devine-TL6.0型","骨科材料","国械注准20143462104","脊柱后路内固定系统-胸腰椎后路椎弓根长尾螺钉-双螺纹/实心/万向(复位万向螺钉)(灭菌)","是","是",null,"骨科脊柱内固定材料","f3315","cg331500237"]
[21160,36094,"骨科集中采购(脊柱)","胸腰椎后路钉棒系统","脊柱通用后路内固定器-椎弓根螺钉","创生医疗器械（中国）有限公司","91320412753910519M","创生医疗器械（中国）有限公司","C0325050890100104963","0000064","0106941665950665","0dd0d6cb-d530-11e9-953f-fa163e0a8baf","万向长尾φ4.0×35","GSS-Ⅶ型","骨科材料","国械注准20153130118","脊柱通用后路内固定器-胸腰椎后路椎弓根长尾螺钉-普通螺纹/实心/万向(椎弓根螺钉)(灭菌)","是","是",null,"骨科脊柱内固定材料","f3315","cg331500237"]
[21187,36094,"骨科集中采购(脊柱)","胸腰椎后路钉棒系统","脊柱通用后路内固定器-椎弓根螺钉","创生医疗器械（中国）有限公司","91320412753910519M","创生医疗器械（中国）有限公司","C0325050890100104963","0000029","0106941665950931","0dd0a056-d530-11e9-953f-fa163e0a8baf","万向长尾φ6.5×50","GSS-Ⅶ型","骨科材料","国械注准20153130118","脊柱通用后路内固定器-胸腰椎后路椎弓根长尾螺钉-普通螺纹/实心/万向(椎弓根螺钉)(灭菌)","是","是",null,"骨科脊柱内固定材料","f3315","cg331500237"]
[21321,31818,"骨科集中采购(脊柱)","胸腰椎后路钉棒系统","脊柱矫形固定器(椎弓根螺钉)","天津正天医疗器械有限公司","91120110746653833R","天津正天医疗器械有限公司","C0325060890100301884","0000060","0106943139642304","ce608b41-daac-11e9-953f-fa163e0a8baf","φ6.5×40mm","JJXA","骨科材料","国械注准20183461573","脊柱固定器 椎弓根螺钉-8","是","是",null,"骨科脊柱内固定材料","f3315","cg331500237"]
[21466,31818,"骨科集中采购(脊柱)","胸腰椎后路钉棒系统","脊柱矫形固定器(椎弓根螺钉)","天津正天医疗器械有限公司","91120110746653833R","天津正天医疗器械有限公司","C0326020890100801884","0000006","0106943139683871","ce5e46a2-daac-11e9-953f-fa163e0a8baf","φ7.0×35mm","JJXA","骨科材料","国械注准20183461573","脊柱固定器 椎弓根螺钉-13","是","是",null,"骨科脊柱内固定材料","f3315","cg331500237"]
[21480,31798,"骨科集中采购(脊柱)","胸腰椎后路钉棒系统","脊柱矫形固定器(调节杠)","天津正天医疗器械有限公司","91120110746653833R","天津正天医疗器械有限公司","C0326010890100101884","0000010","0106943139684182","b727e0c4-daac-11e9-953f-fa163e0a8baf","150mm","JJXA","骨科材料","国械注准20183461573","脊柱固定器 调节杠-3","是","是",null,"骨科脊柱内固定材料","f3315","cg331500237"]
[21595,28248,"骨科集中采购(脊柱)","经皮微创脊柱固定系统","脊柱内固定器（多轴钉）","上海锐植医疗器械有限公司","913101127851603452","上海锐植医疗器械有限公司","C0325060890100105407","0000011","0106949980701566","6f39b4ef-df82-11e9-953f-fa163e0a8baf","Φ5.5X55","RS8-6.0","骨科材料","国械注准20173464726","多轴钉","是","是",null,"骨科脊柱内固定材料","f3315","cg331500237"]
[21676,28248,"骨科集中采购(脊柱)","经皮微创脊柱固定系统","脊柱内固定器（多轴钉）","上海锐植医疗器械有限公司","913101127851603452","上海锐植医疗器械有限公司","C0325060890100105407","0000157","0106949980709579","6f3b03b8-df82-11e9-953f-fa163e0a8baf","Φ6.0x20","RS8-6.0","骨科材料","国械注准20173464726","多轴钉","是","是",null,"骨科脊柱内固定材料","f3315","cg331500237"]
[21773,22939,"骨科集中采购(脊柱)","胸腰椎后路可注射骨水泥钉棒系统","脊柱内固定器（复位多轴钉Ⅶ型）","上海锐植医疗器械有限公司","913101127851603452","上海锐植医疗器械有限公司","C0325050890104905407","0000127","0106949980736919","7d2502b4-e000-11e9-953f-fa163e0a8baf","Φ4.5x60","RS8-6.0","骨科材料","国械注准20173464726","复位多轴钉Ⅶ型","是","是",null,"骨科脊柱内固定材料","f3315","cg331500237"]
[21901,22924,"骨科集中采购(脊柱)","经皮微创脊柱固定系统","脊柱内固定器（复位多轴钉MISSⅦ型）","上海锐植医疗器械有限公司","913101127851603452","上海锐植医疗器械有限公司","C0326020890100905407","0000004","0106949980764431","596eb21b-dfff-11e9-953f-fa163e0a8baf","Φ4.0x25","RS8MISS-6.0","骨科材料","国械注准20173464726","复位多轴钉MISS Ⅶ型","是","是",null,"骨科脊柱内固定材料","f3315","cg331500237"]
[21982,23293,"骨科集中采购(脊柱)","腰骶后路钉棒系统","脊柱后路固定系统(商品名：XIA)","史赛克（北京）医疗器械有限公司","911101017868512873","史赛克（北京）医疗器械有限公司","C0325060890202103633","0000088","04546540148780","bc526331-de9a-11e9-953f-fa163e0a8baf","4.5X35mm","03820435","骨科材料","国械注进20163461676","XIA 2 单轴螺钉","是","是",null,"骨科脊柱内固定材料","f3315","cg331500237"]
[22072,15113,"骨科集中采购(脊柱)","胸腰椎后路钉棒系统","脊柱后路内固定系统（商品名：Xia4.5）","史赛克（北京）医疗器械有限公司","911101017868512873","史赛克（北京）医疗器械有限公司","C0325020890300203633","0000007","04546540449320","712854f7-d472-11e9-953f-fa163e0a8baf","直径4.5mm×60","48133060","骨科材料","国械注进20163461249","4.5mm预裁直棒","是","是",null,"骨科脊柱内固定材料","f3315","cg331500237"]
[22207,14827,"骨科集中采购(脊柱)","胸腰椎后路钉棒系统","脊柱后路内固定系统（商品名：Xia4.5）","史赛克（北京）医疗器械有限公司","911101017868512873","史赛克（北京）医疗器械有限公司","C0327040890100803633","0000054","07613154122363","71980f14-d471-11e9-953f-fa163e0a8baf","5.0mmX25mm","48145025","骨科材料","国械注进20163461249","小儿椎弓根多轴螺钉","是","是",null,"骨科脊柱内固定材料","f3315","cg331500237"]
[22288,17904,"骨科集中采购(脊柱)","椎间融合器","颈椎融合器（商品名：Solis）","史赛克（北京）医疗器械有限公司","911101017868512873","史赛克（北京）医疗器械有限公司","C0329020970100403633","0000012","07613327484274","59af7a7c-3c29-11ea-b7cb-fa163e0a8baf","融合器长度12mm,高度7mm","6741207","骨科材料","国械注进20163461679","SOLIS颈椎融合器小号非灭菌","是","是",null,"骨科脊柱内固定材料","f3315","cg331500237"]
[22365,40053,"骨科集中采购(脊柱)","椎间融合器","椎间融合器","史赛克（北京）医疗器械有限公司","911101017868512873","史赛克（北京）医疗器械有限公司","C0329010970100603633","0000122","07613327492927","8f8f18fa-c007-11ea-8d16-fa163e0a8baf","高9mm，长25mm，夹角4°，宽8mm","6765094","骨科材料","国械注进20163461310","OIC融合器非灭菌-有前凸角","是","是",null,"骨科脊柱内固定材料","f3315","cg331500237"]
[22513,17470,"骨科集中采购(脊柱)","椎间融合器","椎间融合器（商品名：AVS TL）","史赛克（北京）医疗器械有限公司","911101017868512873","史赛克（北京）医疗器械有限公司","C0329010970100603633","0000055","07613327495140","6167e91e-c008-11ea-8d16-fa163e0a8baf","13X25X0°","48385130","骨科材料","国械注进20163461221","AVSTL椎间融合器非灭菌","是","是",null,"骨科脊柱内固定材料","f3315","cg331500237"]
[22556,20641,"骨科集中采购(脊柱)","钛缆系统","金属缆索内固定系统（带箍无针缆索）","浙江广慈医疗器械有限公司","9133028214475176XB","浙江广慈医疗器械有限公司","C0315010880000002615","0001491",null,"d825d135-f9e0-11e9-99e3-fa163e0a8baf","1.2×500","LS-WG",null,"国械注准20143132094","带箍无针缆索","是","是",null,"骨科四肢及骨盆内固定材料","f3315","cl331500238","骨科脊柱内固定材料","f3315","cg331500237"]
[22642,20641,"骨科集中采购(脊柱)","钛缆系统","金属缆索内固定系统（带箍无针缆索）","浙江广慈医疗器械有限公司","9133028214475176XB","浙江广慈医疗器械有限公司","C0315010880000002615","0001577",null,"d82e3baf-f9e0-11e9-99e3-fa163e0a8baf","1.9×250","LS-WG",null,"国械注准20143132094","带箍无针缆索","是","是",null,"骨科四肢及骨盆内固定材料","f3315","cl331500238","骨科脊柱内固定材料","f3315","cg331500237"]
[22723,20641,"骨科集中采购(脊柱)","钛缆系统","金属缆索内固定系统（带箍无针缆索）","浙江广慈医疗器械有限公司","9133028214475176XB","浙江广慈医疗器械有限公司","C0315010880000002615","0001658",null,"d82eaa83-f9e0-11e9-99e3-fa163e0a8baf","1.0×500","LS-WG",null,"国械注准20143132094","带箍无针缆索","是","是",null,"骨科四肢及骨盆内固定材料","f3315","cl331500238","骨科脊柱内固定材料","f3315","cg331500237"]
[22855,20627,"骨科集中采购(脊柱)","钛缆系统","金属缆索内固定系统（穿针1）","浙江广慈医疗器械有限公司","9133028214475176XB","浙江广慈医疗器械有限公司","C0315020880000002615","0000073",null,"43816db6-f9e2-11e9-99e3-fa163e0a8baf","1.5×210","LS-CZY-01",null,"国械注准20143132094","穿针1圆形","是","是",null,"骨科四肢及骨盆内固定材料","f3315","cl331500238","骨科脊柱内固定材料","f3315","cg331500237"]
[22948,20627,"骨科集中采购(脊柱)","钛缆系统","金属缆索内固定系统（穿针1）","浙江广慈医疗器械有限公司","9133028214475176XB","浙江广慈医疗器械有限公司","C0315020880000002615","0000195",null,"438cfc2f-f9e2-11e9-99e3-fa163e0a8baf","2.5×175","LS-CZY-01",null,"国械注准20143132094","穿针1圆形","是","是",null,"骨科四肢及骨盆内固定材料","f3315","cl331500238","骨科脊柱内固定材料","f3315","cg331500237"]
[23029,20627,"骨科集中采购(脊柱)","钛缆系统","金属缆索内固定系统（穿针1）","浙江广慈医疗器械有限公司","9133028214475176XB","浙江广慈医疗器械有限公司","C0315020880000002615","0000296",null,"4390346c-f9e2-11e9-99e3-fa163e0a8baf","3.5×145","LS-CZY-01",null,"国械注准20143132094","穿针1圆形","是","是",null,"骨科四肢及骨盆内固定材料","f3315","cl331500238","骨科脊柱内固定材料","f3315","cg331500237"]
[23148,20627,"骨科集中采购(脊柱)","钛缆系统","金属缆索内固定系统（穿针1）","浙江广慈医疗器械有限公司","9133028214475176XB","浙江广慈医疗器械有限公司","C0315020880000002615","0000450",null,"439108bc-f9e2-11e9-99e3-fa163e0a8baf","2.5×250","LS-CZY-01",null,"国械注准20143132094","穿针1圆形","是","是",null,"骨科四肢及骨盆内固定材料","f3315","cl331500238","骨科脊柱内固定材料","f3315","cg331500237"]
[23254,20627,"骨科集中采购(脊柱)","钛缆系统","金属缆索内固定系统（穿针1）","浙江广慈医疗器械有限公司","9133028214475176XB","浙江广慈医疗器械有限公司","C0315020880000002615","0000579",null,"c10ec391-f9e2-11e9-99e3-fa163e0a8baf","2.5×74","LS-CZY-02",null,"国械注准20143132094","穿针1折断臂圆孔","是","是",null,"骨科四肢及骨盆内固定材料","f3315","cl331500238","骨科脊柱内固定材料","f3315","cg331500237"]
[23335,20627,"骨科集中采购(脊柱)","钛缆系统","金属缆索内固定系统（穿针1）","浙江广慈医疗器械有限公司","9133028214475176XB","浙江广慈医疗器械有限公司","C0315020880000002615","0000681",null,"c10f53e8-f9e2-11e9-99e3-fa163e0a8baf","3.0×76","LS-CZY-02",null,"国械注准20143132094","穿针1折断臂圆孔","是","是",null,"骨科四肢及骨盆内固定材料","f3315","cl331500238","骨科脊柱内固定材料","f3315","cg331500237"]
[23441,20627,"骨科集中采购(脊柱)","钛缆系统","金属缆索内固定系统（穿针1）","浙江广慈医疗器械有限公司","9133028214475176XB","浙江广慈医疗器械有限公司","C0315020880000002615","0000822",null,"c1101c5d-f9e2-11e9-99e3-fa163e0a8baf","3.0×64","LS-CZY-02",null,"国械注准20143132094","穿针1折断臂圆孔","是","是",null,"骨科四肢及骨盆内固定材料","f3315","cl331500238","骨科脊柱内固定材料","f3315","cg331500237"]
[23560,11617,"骨科集中采购(脊柱)","颈椎前路钉板系统","脊柱前路钉板系统（颈椎前路板）","北京市富乐科技开发有限公司","91110117102618418H","北京市富乐科技开发有限公司","C0320010890101009274","0000210",null,"1c2969d8-f638-11ea-bf70-fa163e0a8baf","长度：55mm；宽度：17mm；厚度：2mm；孔数：6孔；TA3G；本色；非灭菌","FJQ-B","骨科材料","国械注准20173464050","颈椎前路板(FJQ-B、6孔)","是","是",null,"骨科脊柱内固定材料","f3315","cg331500237"]
[23609,39374,"骨科集中采购(脊柱)","颈椎前路钉板系统","脊柱内固定器-钉板系统（颈椎前路锁定钢板）","浙江科惠医疗器械股份有限公司","91330700768670546E","浙江科惠医疗器械股份有限公司","C0320010890200206083","0001691",null,"bd3e6908-63f9-11ea-aa91-fa163e0a8baf","宽度17.5；厚度2.0；长度：29.5（经阳极氧化处理）","J502型","骨科材料","国械注准20153130605","颈椎前路锁定钢板(J502型4孔)","是","是",null,"骨科脊柱内固定材料","f3315","cg331500237"]
[23734,23789,"骨科集中采购(脊柱)","颈椎前路钉板系统","颈椎前路固定系统（商品名：Slim-Loc）-螺钉","强生（上海）医疗器材有限公司","91310115703465170L","强生（上海）医疗器材有限公司","C0320040890000609098","0000084",null,"78a1fa04-d52b-11e9-953f-fa163e0a8baf","Slimloc自攻螺钉16mm","179606016","骨科材料","国械注进20173460406","颈椎前路固定系统-Slimloc自攻螺钉","是","是",null,"骨科脊柱内固定材料","f3315","cg331500237"]
[23770,39381,"骨科集中采购(脊柱)","颈椎前路钉板系统","脊柱内固定器-钉板系统（椎骨螺钉）","浙江科惠医疗器械股份有限公司","91330700768670546E","浙江科惠医疗器械股份有限公司","C0320040890000806083","0002434",null,"fb099dfd-64c6-11ea-aa91-fa163e0a8baf","Φ4.0×12mm（经阳极氧化处理）","J502型","骨科材料","国械注准20153130605","椎骨螺钉","是","是",null,"骨科脊柱内固定材料","f3315","cg331500237"]
[23915,40698,"骨科集中采购(脊柱)","枕颈后路固定系统","枕颈胸脊柱固定系统-螺钉","强生（上海）医疗器材有限公司","91310115703465170L","强生（上海）医疗器材有限公司","C0321060890000309098","0000080",null,"0d12eb59-dadf-11e9-953f-fa163e0a8baf","内锁万向钉3.5X36mm","174617736","骨科材料","国械注进20163460467","内锁万向钉","是","是",null,"骨科脊柱内固定材料","f3315","cg331500237"]
[24027,30532,"骨科集中采购(脊柱)","胸腰椎后路钉棒系统","脊柱内固定器-钉棒系统（固定横连装置）","浙江科惠医疗器械股份有限公司","91330700768670546E","浙江科惠医疗器械股份有限公司","C0324070890000006083","0000054",null,"615b14e8-64cb-11ea-aa91-fa163e0a8baf","长度48mm（经阳极氧化处理）","J2X07型","骨科材料","国械注准20153130590","横向连接装置(固定横连装置)(J2X07)","是","是",null,"骨科脊柱内固定材料","f3315","cg331500237"]
[24140,21342,"骨科集中采购(脊柱)","腰骶后路钉棒系统","脊柱固定器（连接棒）","苏州市康力骨科器械有限公司","91320582743110390H","苏州市康力骨科器械有限公司","C0325020890100207276","0000046",null,"2190dd2c-dcd6-11e9-953f-fa163e0a8baf","JZ/P/A-Ⅲ型 棒 φ6.0×100mm","JZ/P/A-Ⅲ型 棒 φ6.0×100mm","脊柱固定器JZP-Ⅲ型：棒","国械注准20173460775","脊柱固定器JZP-Ⅲ型：棒","是","是",null,"骨科脊柱内固定材料","f3315","cg331500237"]
[24224,12333,"骨科集中采购(脊柱)","胸腰椎后路钉棒系统","脊柱后路内固定系统（连接棒 ）","武汉德骼拜尔外科植入物有限公司","91420111771353736F","武汉德骼拜尔外科植入物有限公司","C0325020890100208921","0000035",null,"5291cddf-d532-11e9-953f-fa163e0a8baf","直径/长度:Φ5.5×135","/","骨科材料","国械注准20143462291","GSS内固定系统（连接棒）","是","是",null,"骨科脊柱内固定材料","f3315","cg331500237"]
[24301,19721,"骨科集中采购(脊柱)","经皮微创脊柱固定系统","脊柱微创固定系统-预弯棒 (商品名:Viper)","强生（上海）医疗器材有限公司","91310115703465170L","强生（上海）医疗器材有限公司","C0325020890100409098","0000078",null,"0c994000-dadf-11e9-953f-fa163e0a8baf","MIS预弯型钛合金棒 长度80mm","186762680","骨科材料","国械注进20163462360","MIS预弯型钛合金棒","是","是",null,"骨科脊柱内固定材料","f3315","cg331500237"]
[24350,30481,"骨科集中采购(脊柱)","胸腰椎后路钉棒系统","脊柱内固定器-钉棒系统（连接棒）","浙江科惠医疗器械股份有限公司","91330700768670546E","浙江科惠医疗器械股份有限公司","C0325020890100606083","0004284",null,"ff60089b-64d7-11ea-aa91-fa163e0a8baf","φ5.5×220mm（经阳极氧化处理）","J2X03型","骨科材料","国械注准20153130590","连接棒(J2X03、J2X08)","是","是",null,"骨科脊柱内固定材料","f3315","cg331500237"]
[24517,12639,"骨科集中采购(脊柱)","胸腰椎后路钉棒系统","脊柱后路钉棒固定系统(连接棒)","烟台索娜盟托医疗器械有限公司","91370600MA3DCQWD0H","烟台索娜盟托医疗器械有限公司","C0325020890100802365","0000030",null,"0717dbec-d9b9-11e9-953f-fa163e0a8baf","6.0×500mm","98001500","骨科材料","国械注进20163461900","连接棒-6.0钛棒-3","是","是",null,"骨科脊柱内固定材料","f3315","cg331500237"]
[24607,11231,"骨科集中采购(脊柱)","胸腰椎后路钉棒系统","脊柱后路钉棒系统（商品名：U smart）（连接棒）","北京市富乐科技开发有限公司","91110117102618418H","北京市富乐科技开发有限公司","C0325020890100809274","0002385",null,"1a3601e5-008f-11eb-bf70-fa163e0a8baf","直径：5.5mm；长度：200mm；本色；非灭菌","FJB1","骨科材料","国械注准20183461758","连接棒","是","是",null,"骨科脊柱内固定材料","f3315","cg331500237"]
[24656,11231,"骨科集中采购(脊柱)","胸腰椎后路钉棒系统","脊柱后路钉棒系统（商品名：U smart）（连接棒）","北京市富乐科技开发有限公司","91110117102618418H","北京市富乐科技开发有限公司","C0325020890100809274","0002459",null,"1a360e93-008f-11eb-bf70-fa163e0a8baf","直径：5.5mm；长度：430mm；黑灰色阳极氧化；非灭菌","FJB1","骨科材料","国械注准20183461758","连接棒","是","是",null,"骨科脊柱内固定材料","f3315","cg331500237"]
[24810,11288,"骨科集中采购(脊柱)","颈胸后路钉棒系统","脊柱后路内固定系统（椎板骨钩）","北京市富乐科技开发有限公司","91110117102618418H","北京市富乐科技开发有限公司","C0325030890200209274","0000042",null,"159ffe24-005e-11eb-bf70-fa163e0a8baf","直径：3.5mm；长度：16mm；直型；本色；非灭菌","CFS06","骨科材料","国械注准20153132035","椎板骨钩","是","是",null,"骨科脊柱内固定材料","f3315","cg331500237"]
[24881,26006,"骨科集中采购(脊柱)","胸腰椎后路钉棒系统","金属脊柱内固定器（脊柱钉棒固定系统）","大博医疗科技股份有限公司","913502007617290664","大博医疗科技股份有限公司","C0325050890100100419","0000264",null,"7596cae0-d9ec-11e9-953f-fa163e0a8baf","φ7.5×50mm，适用连接棒6.0","USS-CAI型 长万向钉","骨科材料","国械注准20173460032","金属脊柱内固定器-脊柱钉棒固定系统-USS-CA I型-19","是","是",null,"骨科脊柱内固定材料","f3315","cg331500237"]
[24962,26006,"骨科集中采购(脊柱)","胸腰椎后路钉棒系统","金属脊柱内固定器（脊柱钉棒固定系统）","大博医疗科技股份有限公司","913502007617290664","大博医疗科技股份有限公司","C0325050890100100419","0000345",null,"75978395-d9ec-11e9-953f-fa163e0a8baf","φ5.5×70mm，适用连接棒6.0","USS-CAI型 长万向钉","骨科材料","国械注准20173460032","金属脊柱内固定器-脊柱钉棒固定系统-USS-CA I型-19","是","是",null,"骨科脊柱内固定材料","f3315","cg331500237"]
[25008,26006,"骨科集中采购(脊柱)","胸腰椎后路钉棒系统","金属脊柱内固定器（脊柱钉棒固定系统）","大博医疗科技股份有限公司","913502007617290664","大博医疗科技股份有限公司","C0325050890100100419","0000391",null,"7597c193-d9ec-11e9-953f-fa163e0a8baf","φ3.0×50mm，适用连接棒6.0","USS-CAI型 长万向钉","骨科材料","国械注准20173460032","金属脊柱内固定器-脊柱钉棒固定系统-USS-CA I型-19","是","是",null,"骨科脊柱内固定材料","f3315","cg331500237"]
[25187,26005,"骨科集中采购(脊柱)","胸腰椎后路钉棒系统","金属脊柱内固定器（脊柱钉棒固定系统）","大博医疗科技股份有限公司","913502007617290664","大博医疗科技股份有限公司","C0325050890100300419","0000312",null,"7599c449-d9ec-11e9-953f-fa163e0a8baf","φ7.5×60mm，适用连接棒6.0","USS-CAI型 提拉钉","骨科材料","国械注准20173460032","金属脊柱内固定器-脊柱钉棒固定系统-USS-CA I型-21","是","是",null,"骨科脊柱内固定材料","f3315","cg331500237"]
[25268,26005,"骨科集中采购(脊柱)","胸腰椎后路钉棒系统","金属脊柱内固定器（脊柱钉棒固定系统）","大博医疗科技股份有限公司","913502007617290664","大博医疗科技股份有限公司","C0325050890100300419","0000393",null,"759a30eb-d9ec-11e9-953f-fa163e0a8baf","φ4.5×40mm，适用连接棒6.0","USS-CAI型 提拉钉","骨科材料","国械注准20173460032","金属脊柱内固定器-脊柱钉棒固定系统-USS-CA I型-21","是","是",null,"骨科脊柱内固定材料","f3315","cg331500237"]
[25307,12983,"骨科集中采购(脊柱)","颈胸后路钉棒系统","脊柱后路钉棒固定系统(椎弓根螺钉)","烟台索娜盟托医疗器械有限公司","91370600MA3DCQWD0H","烟台索娜盟托医疗器械有限公司","C0325050890100302365","0000053",null,"7198a15b-d9c4-11e9-953f-fa163e0a8baf","5.0×35mm","98165035","骨科材料","国械注进20163461900","椎弓根螺钉-5.0椎弓根螺钉   6.0S L","是","是",null,"骨科脊柱内固定材料","f3315","cg331500237"]
[25397,30497,"骨科集中采购(脊柱)","胸腰椎后路钉棒系统","脊柱内固定器-钉棒系统（椎弓根钉 U型加长万向）","浙江科惠医疗器械股份有限公司","91330700768670546E","浙江科惠医疗器械股份有限公司","C0325050890101906083","0000309",null,"d6e95153-68b8-11ea-aa91-fa163e0a8baf","φ4.5×70mm（经阳极氧化处理）","J2X04型","骨科材料","国械注准20153130590","长尾多轴椎弓根钉(J2X04)","是","是",null,"骨科脊柱内固定材料","f3315","cg331500237"]
[25574,22005,"骨科集中采购(脊柱)","胸腰椎后路动态钉棒系统","脊柱后路钉棒系统（商品名：先锋）角度复位钉0°","河北瑞鹤医疗器械有限公司","91130101789833818T","河北瑞鹤医疗器械有限公司","C0325050890103711655","0000017",null,"16f7c659-d906-11e9-953f-fa163e0a8baf","6.5mm*45mm","1114-6545","骨科集中采购(脊柱)","国械注许20173460048","角度复位钉0°","是","是",null,"骨科脊柱内固定材料","f3315","cg331500237"]
[25600,21132,"骨科集中采购(脊柱)","胸腰椎后路钉棒系统","脊柱固定器（万向U型折断钉）","苏州市康力骨科器械有限公司","91320582743110390H","苏州市康力骨科器械有限公司","C0325050890103807276","0000013",null,"13780584-dcd6-11e9-953f-fa163e0a8baf","φ5.5×45mm","JZ/P-Ⅲ型 万向折断椎弓根钉φ5.5×45mm","脊柱固定器JZP-Ⅲ型：万向折断椎弓根钉","国械注准20173460775","脊柱固定器JZP-Ⅲ型：万向折断椎弓根钉","是","是",null,"骨科脊柱内固定材料","f3315","cg331500237"]
[25703,26549,"骨科集中采购(脊柱)","颈胸后路钉棒系统","脊柱后路钉棒系统(商品名:先锋)U型钉0°","河北瑞鹤医疗器械有限公司","91130101789833818T","河北瑞鹤医疗器械有限公司","C0325050890103911655","0000006",null,"b15febd0-d905-11e9-953f-fa163e0a8baf","5.0mm*40mm","1103-5040","骨科集中采购(脊柱)","国械注许20173460048","U型钉0°","是","是",null,"骨科脊柱内固定材料","f3315","cg331500237"]
[25791,11293,"骨科集中采购(脊柱)","颈胸后路钉棒系统","脊柱后路钉棒系统（商品名：U smart）（US长臂万向钉）","北京市富乐科技开发有限公司","91110117102618418H","北京市富乐科技开发有限公司","C0325050890105509274","0001331",null,"3be6f4f9-01f0-11eb-bf70-fa163e0a8baf","L0：5.5mm；直径：4.0mm；长度：25mm；自攻型；双线；长臂型；钉体头部：扁型；着色阳极氧化；非灭菌","FJD5","骨科材料","国械注准20183461758","US长臂万向钉(双线、扁型)","是","是",null,"骨科脊柱内固定材料","f3315","cg331500237"]
[25928,11226,"骨科集中采购(脊柱)","胸腰椎后路钉棒系统","脊柱后路钉棒系统（商品名：U smart）（US长臂万向钉）","北京市富乐科技开发有限公司","91110117102618418H","北京市富乐科技开发有限公司","C0325050890105509274","0001538",null,"5ba9a487-01f0-11eb-bf70-fa163e0a8baf","L0：5.5mm；直径：4.5mm；长度：40mm；自攻型；双线；长臂型；钉体头部：球型；着色阳极氧化；非灭菌","FJD5","骨科材料","国械注准20183461758","US长臂万向钉(双线、球型)","是","是",null,"骨科脊柱内固定材料","f3315","cg331500237"]
[26009,11293,"骨科集中采购(脊柱)","颈胸后路钉棒系统","脊柱后路钉棒系统（商品名：U smart）（US长臂万向钉）","北京市富乐科技开发有限公司","91110117102618418H","北京市富乐科技开发有限公司","C0325050890105509274","0001739",null,"5ba9e986-01f0-11eb-bf70-fa163e0a8baf","L0：5.5mm；直径：7.0mm；长度：40mm；自攻型；双线；长臂型；钉体头部：球型；着色阳极氧化；非灭菌","FJD5","骨科材料","国械注准20183461758","US长臂万向钉(双线、球型)","是","是",null,"骨科脊柱内固定材料","f3315","cg331500237"]
[26090,23981,"骨科集中采购(脊柱)","胸腰椎后路钉棒系统","脊柱内固定系统（U型螺钉）","常州华森医疗器械有限公司","91320412735743809M","常州华森医疗器械有限公司","C0325050890105706410","0000202",null,"fc17e019-ceba-11e9-953f-fa163e0a8baf","M10长尾 Φ6.5×55","固定螺钉VI","骨科材料","国械注准20183131837","脊柱内固定系统(U型螺钉) （固定螺钉VI）","是","是",null,"骨科脊柱内固定材料","f3315","cg331500237"]
[26234,11291,"骨科集中采购(脊柱)","颈胸后路钉棒系统","脊柱后路钉棒系统（商品名：U smart）（US长臂钉）","北京市富乐科技开发有限公司","91110117102618418H","北京市富乐科技开发有限公司","C0325050890105709274","0001544",null,"13dfac5d-01f0-11eb-bf70-fa163e0a8baf","L0：5.5mm；直径：7.5mm；长度：40mm；自攻型；双线；长臂型；着色阳极氧化；非灭菌","FJD5","骨科材料","国械注准20183461758","US长臂钉(双线)","是","是",null,"骨科脊柱内固定材料","f3315","cg331500237"]
[26315,26003,"骨科集中采购(脊柱)","胸腰椎后路钉棒系统","金属脊柱内固定器（脊柱钉棒固定系统）","大博医疗科技股份有限公司","913502007617290664","大博医疗科技股份有限公司","C0325060890100100419","0000022",null,"75b25101-d9ec-11e9-953f-fa163e0a8baf","φ3.0×75mm，适用连接棒6.0","USS-CAI型 万向钉","骨科材料","国械注准20173460032","金属脊柱内固定器-脊柱钉棒固定系统-USS-CA I型-43","是","是",null,"骨科脊柱内固定材料","f3315","cg331500237"]
[26383,26003,"骨科集中采购(脊柱)","胸腰椎后路钉棒系统","金属脊柱内固定器（脊柱钉棒固定系统）","大博医疗科技股份有限公司","913502007617290664","大博医疗科技股份有限公司","C0325060890100100419","0000156",null,"75b30b60-d9ec-11e9-953f-fa163e0a8baf","φ4.5×30mm，适用连接棒6.0","USS-CAI型 万向钉","骨科材料","国械注准20173460032","金属脊柱内固定器-脊柱钉棒固定系统-USS-CA I型-43","是","是",null,"骨科脊柱内固定材料","f3315","cg331500237"]
[26444,26003,"骨科集中采购(脊柱)","胸腰椎后路钉棒系统","金属脊柱内固定器（脊柱钉棒固定系统）","大博医疗科技股份有限公司","913502007617290664","大博医疗科技股份有限公司","C0325060890100100419","0000286",null,"75b3c163-d9ec-11e9-953f-fa163e0a8baf","φ6.0×60mm，适用连接棒6.0","USS-CAI型 万向钉","骨科材料","国械注准20173460032","金属脊柱内固定器-脊柱钉棒固定系统-USS-CA I型-43","是","是",null,"骨科脊柱内固定材料","f3315","cg331500237"]
[26621,10815,"骨科集中采购(脊柱)","胸腰椎后路钉棒系统","脊柱内固定系统组件（商品名：Instinct Java System）（多轴椎弓根螺钉）","捷迈（上海）医疗国际贸易有限公司","913100007340651456","捷迈（上海）医疗国际贸易有限公司","C0325060890100107551","0000077",null,"0ee9fa33-bd1e-11e9-974a-fa163e0a8baf","Java Instinct 多轴螺钉6.5x55","046W0AN26555","骨科材料","国械注进20163465094","Java Instinct 多轴螺钉","是","是",null,"骨科脊柱内固定材料","f3315","cg331500237"]
[26676,26838,"骨科集中采购(脊柱)","颈胸后路钉棒系统","脊柱外科植入物-胸腰椎固定系统—螺钉","强生（上海）医疗器材有限公司","91310115703465170L","强生（上海）医疗器材有限公司","C0325060890100109098","0000151",null,"0ce677ec-dadf-11e9-953f-fa163e0a8baf","5.5mm 上开口多轴向椎弓根螺钉，自攻，双芯，长65mm","498.798V","骨科材料","国械注进20153463635","5.5mm 上开口多轴向椎弓根螺钉，自攻，双芯","是","是",null,"骨科脊柱内固定材料","f3315","cg331500237"]
[26750,26002,"骨科集中采购(脊柱)","胸腰椎后路钉棒系统","金属脊柱内固定器（脊柱钉棒固定系统）","大博医疗科技股份有限公司","913502007617290664","大博医疗科技股份有限公司","C0325060890100300419","0000061",null,"75b5fa9e-d9ec-11e9-953f-fa163e0a8baf","φ8.5×45mm，适用连接棒6.0","USS-CAI型 单轴钉","骨科材料","国械注准20173460032","金属脊柱内固定器-脊柱钉棒固定系统-USS-CA I型-45","是","是",null,"骨科脊柱内固定材料","f3315","cg331500237"]
[26895,26002,"骨科集中采购(脊柱)","胸腰椎后路钉棒系统","金属脊柱内固定器（脊柱钉棒固定系统）","大博医疗科技股份有限公司","913502007617290664","大博医疗科技股份有限公司","C0325060890100300419","0000362",null,"75b79eb6-d9ec-11e9-953f-fa163e0a8baf","φ5.0×55mm，适用连接棒6.0","USS-CAI型 单轴钉","骨科材料","国械注准20173460032","金属脊柱内固定器-脊柱钉棒固定系统-USS-CA I型-45","是","是",null,"骨科脊柱内固定材料","f3315","cg331500237"]
[26969,25988,"骨科集中采购(脊柱)","胸腰椎后路钉棒系统","金属脊柱内固定器（脊柱钉棒固定系统）","大博医疗科技股份有限公司","913502007617290664","大博医疗科技股份有限公司","C0325060890100300419","0000462",null,"71e9e65b-f281-11ea-bf70-fa163e0a8baf","Φ3.0×42mm 适用连接棒6.0","USS-CAⅢ型 单轴钉","骨科材料","国械注准20173460032","金属脊柱内固定器-脊柱钉棒固定系统(USS-CAⅢ型 单轴钉)","是","是",null,"骨科脊柱内固定材料","f3315","cg331500237"]
[27056,25988,"骨科集中采购(脊柱)","胸腰椎后路钉棒系统","金属脊柱内固定器（脊柱钉棒固定系统）","大博医疗科技股份有限公司","913502007617290664","大博医疗科技股份有限公司","C0325060890100300419","0000549",null,"71ea931b-f281-11ea-bf70-fa163e0a8baf","Φ3.0×86mm 适用连接棒5.5","USS-CAⅢ型 单轴钉","骨科材料","国械注准20173460032","金属脊柱内固定器-脊柱钉棒固定系统(USS-CAⅢ型 单轴钉)","是","是",null,"骨科脊柱内固定材料","f3315","cg331500237"]
[27201,25988,"骨科集中采购(脊柱)","胸腰椎后路钉棒系统","金属脊柱内固定器（脊柱钉棒固定系统）","大博医疗科技股份有限公司","913502007617290664","大博医疗科技股份有限公司","C0325060890100300419","0000694",null,"71e86be6-f281-11ea-bf70-fa163e0a8baf","Φ3.5×82mm 适用连接棒6.0","USS-CAⅢ型 单轴钉","骨科材料","国械注准20173460032","金属脊柱内固定器-脊柱钉棒固定系统(USS-CAⅢ型 单轴钉)","是","是",null,"骨科脊柱内固定材料","f3315","cg331500237"]
[27262,25988,"骨科集中采购(脊柱)","胸腰椎后路钉棒系统","金属脊柱内固定器（脊柱钉棒固定系统）","大博医疗科技股份有限公司","913502007617290664","大博医疗科技股份有限公司","C0325060890100300419","0000755",null,"71df8627-f281-11ea-bf70-fa163e0a8baf","Φ4.0×37mm 适用连接棒5.5","USS-CAⅢ型 单轴钉","骨科材料","国械注准20173460032","金属脊柱内固定器-脊柱钉棒固定系统(USS-CAⅢ型 单轴钉)","是","是",null,"骨科脊柱内固定材料","f3315","cg331500237"]
[27330,25988,"骨科集中采购(脊柱)","胸腰椎后路钉棒系统","金属脊柱内固定器（脊柱钉棒固定系统）","大博医疗科技股份有限公司","913502007617290664","大博医疗科技股份有限公司","C0325060890100300419","0000823",null,"71ed6324-f281-11ea-bf70-fa163e0a8baf","Φ4.0×71mm 适用连接棒5.5","USS-CAⅢ型 单轴钉","骨科材料","国械注准20173460032","金属脊柱内固定器-脊柱钉棒固定系统(USS-CAⅢ型 单轴钉)","是","是",null,"骨科脊柱内固定材料","f3315","cg331500237"]
[27459,25988,"骨科集中采购(脊柱)","胸腰椎后路钉棒系统","金属脊柱内固定器（脊柱钉棒固定系统）","大博医疗科技股份有限公司","913502007617290664","大博医疗科技股份有限公司","C0325060890100300419","0000952",null,"71fad3b8-f281-11ea-bf70-fa163e0a8baf","Φ4.5×59mm 适用连接棒6.0","USS-CAⅢ型 单轴钉","骨科材料","国械注准20173460032","金属脊柱内固定器-脊柱钉棒固定系统(USS-CAⅢ型 单轴钉)","是","是",null,"骨科脊柱内固定材料","f3315","cg331500237"]
[27587,25988,"骨科集中采购(脊柱)","胸腰椎后路钉棒系统","金属脊柱内固定器（脊柱钉棒固定系统）","大博医疗科技股份有限公司","913502007617290664","大博医疗科技股份有限公司","C0325060890100300419","0001080",null,"71eb6da3-f281-11ea-bf70-fa163e0a8baf","Φ5.0×47mm 适用连接棒6.0","USS-CAⅢ型 单轴钉","骨科材料","国械注准20173460032","金属脊柱内固定器-脊柱钉棒固定系统(USS-CAⅢ型 单轴钉)","是","是",null,"骨科脊柱内固定材料","f3315","cg331500237"]
[27636,25988,"骨科集中采购(脊柱)","胸腰椎后路钉棒系统","金属脊柱内固定器（脊柱钉棒固定系统）","大博医疗科技股份有限公司","913502007617290664","大博医疗科技股份有限公司","C0325060890100300419","0001129",null,"71c29963-f281-11ea-bf70-fa163e0a8baf","Φ5.0×72mm 适用连接棒5.5","USS-CAⅢ型 单轴钉","骨科材料","国械注准20173460032","金属脊柱内固定器-脊柱钉棒固定系统(USS-CAⅢ型 单轴钉)","是","是",null,"骨科脊柱内固定材料","f3315","cg331500237"]
[27752,25988,"骨科集中采购(脊柱)","胸腰椎后路钉棒系统","金属脊柱内固定器（脊柱钉棒固定系统）","大博医疗科技股份有限公司","913502007617290664","大博医疗科技股份有限公司","C0325060890100300419","0001245",null,"71e99d5e-f281-11ea-bf70-fa163e0a8baf","Φ5.5×54mm 适用连接棒5.5","USS-CAⅢ型 单轴钉","骨科材料","国械注准20173460032","金属脊柱内固定器-脊柱钉棒固定系统(USS-CAⅢ型 单轴钉)","是","是",null,"骨科脊柱内固定材料","f3315","cg331500237"]
[27797,25988,"骨科集中采购(脊柱)","胸腰椎后路钉棒系统","金属脊柱内固定器（脊柱钉棒固定系统）","大博医疗科技股份有限公司","913502007617290664","大博医疗科技股份有限公司","C0325060890100300419","0001290",null,"71e884cb-f281-11ea-bf70-fa163e0a8baf","Φ5.5×76mm 适用连接棒6.0","USS-CAⅢ型 单轴钉","骨科材料","国械注准20173460032","金属脊柱内固定器-脊柱钉棒固定系统(USS-CAⅢ型 单轴钉)","是","是",null,"骨科脊柱内固定材料","f3315","cg331500237"]
[27942,25988,"骨科集中采购(脊柱)","胸腰椎后路钉棒系统","金属脊柱内固定器（脊柱钉棒固定系统）","大博医疗科技股份有限公司","913502007617290664","大博医疗科技股份有限公司","C0325060890100300419","0001435",null,"71e84cc0-f281-11ea-bf70-fa163e0a8baf","Φ6.0×73mm 适用连接棒5.5","USS-CAⅢ型 单轴钉","骨科材料","国械注准20173460032","金属脊柱内固定器-脊柱钉棒固定系统(USS-CAⅢ型 单轴钉)","是","是",null,"骨科脊柱内固定材料","f3315","cg331500237"]
[28045,25988,"骨科集中采购(脊柱)","胸腰椎后路钉棒系统","金属脊柱内固定器（脊柱钉棒固定系统）","大博医疗科技股份有限公司","913502007617290664","大博医疗科技股份有限公司","C0325060890100300419","0001538",null,"71ea7b94-f281-11ea-bf70-fa163e0a8baf","Φ6.5×48mm 适用连接棒6.0","USS-CAⅢ型 单轴钉","骨科材料","国械注准20173460032","金属脊柱内固定器-脊柱钉棒固定系统(USS-CAⅢ型 单轴钉)","是","是",null,"骨科脊柱内固定材料","f3315","cg331500237"]
[28071,25988,"骨科集中采购(脊柱)","胸腰椎后路钉棒系统","金属脊柱内固定器（脊柱钉棒固定系统）","大博医疗科技股份有限公司","913502007617290664","大博医疗科技股份有限公司","C0325060890100300419","0001564",null,"71d0e012-f281-11ea-bf70-fa163e0a8baf","Φ6.5×61mm 适用连接棒6.0","USS-CAⅢ型 单轴钉","骨科材料","国械注准20173460032","金属脊柱内固定器-脊柱钉棒固定系统(USS-CAⅢ型 单轴钉)","是","是",null,"骨科脊柱内固定材料","f3315","cg331500237"]
[28248,25988,"骨科集中采购(脊柱)","胸腰椎后路钉棒系统","金属脊柱内固定器（脊柱钉棒固定系统）","大博医疗科技股份有限公司","913502007617290664","大博医疗科技股份有限公司","C0325060890100300419","0001741",null,"71ed542e-f281-11ea-bf70-fa163e0a8baf","Φ9.0×74mm 适用连接棒5.5","USS-CAⅢ型 单轴钉","骨科材料","国械注准20173460032","金属脊柱内固定器-脊柱钉棒固定系统(USS-CAⅢ型 单轴钉)","是","是",null,"骨科脊柱内固定材料","f3315","cg331500237"]
[28338,10808,"骨科集中采购(脊柱)","胸腰椎后路钉棒系统","脊柱内固定系统组件（商品名：Shiraz Java）（椎弓根单轴螺钉）","捷迈（上海）医疗国际贸易有限公司","913100007340651456","捷迈（上海）医疗国际贸易有限公司","C0325060890100307551","0000082",null,"5c8c8744-bcd6-11e9-974a-fa163e0a8baf","Java 单轴螺钉 7x35MM","SN2036-0-23507","骨科材料","国械注进20173466144","Java 单轴螺钉","是","是",null,"骨科脊柱内固定材料","f3315","cg331500237"]
[28377,26838,"骨科集中采购(脊柱)","颈胸后路钉棒系统","脊柱外科植入物-胸腰椎固定系统—螺钉","强生（上海）医疗器材有限公司","91310115703465170L","强生（上海）医疗器材有限公司","C0325060890100309098","0000219",null,"0ce96c30-dadf-11e9-953f-fa163e0a8baf","6.2mm 上开口单轴向椎弓根螺钉，自攻，双芯，L 65mm","499.517V","骨科材料","国械注进20153463635","6.2mm 上开口单轴向椎弓根螺钉，自攻，双芯","是","是",null,"骨科脊柱内固定材料","f3315","cg331500237"]
[28458,26922,"骨科集中采购(脊柱)","颈胸后路钉棒系统","胸腰椎固定系统（商品名：Pangea）—螺钉","强生（上海）医疗器材有限公司","91310115703465170L","强生（上海）医疗器材有限公司","C0325060890100909098","0000054",null,"0cd4cade-dadf-11e9-953f-fa163e0a8baf","Pangea 单轴椎弓根螺钉 Ø 9.0 mm, 长度 30 mm, 钛合金","04.622.930","骨科材料","国械注进20153130018","Pangea 单轴椎弓根螺钉","是","是",null,"骨科脊柱内固定材料","f3315","cg331500237"]
[28637,30534,"骨科集中采购(脊柱)","腰骶后路钉棒系统","脊柱内固定器-钉棒系统（椎弓根钉 U型短臂定向）","浙江科惠医疗器械股份有限公司","91330700768670546E","浙江科惠医疗器械股份有限公司","C0325060890102106083","0000003",null,"22a52b32-730f-11ea-948d-fa163e0a8baf","φ7.0×75mm（经阳极氧化处理）","J2X04型","骨科材料","国械注准20153130590","短尾单轴椎弓根钉(J2X04)","是","是",null,"骨科脊柱内固定材料","f3315","cg331500237"]
[28683,30534,"骨科集中采购(脊柱)","腰骶后路钉棒系统","脊柱内固定器-钉棒系统（椎弓根钉 U型短臂定向）","浙江科惠医疗器械股份有限公司","91330700768670546E","浙江科惠医疗器械股份有限公司","C0325060890102106083","0000152",null,"22afa38f-730f-11ea-948d-fa163e0a8baf","φ6.5×55mm（经阳极氧化处理）","J2X04型","骨科材料","国械注准20153130590","短尾单轴椎弓根钉(J2X04)","是","是",null,"骨科脊柱内固定材料","f3315","cg331500237"]
[28828,25989,"骨科集中采购(脊柱)","胸腰椎后路钉棒系统","金属脊柱内固定器（脊柱钉棒固定系统）","大博医疗科技股份有限公司","913502007617290664","大博医疗科技股份有限公司","C0325060890104300419","0000015",null,"bef359f7-f284-11ea-bf70-fa163e0a8baf","Φ3.0×27mm 适用连接棒5.5","USS-CAⅢ型 万向钉","骨科材料","国械注准20173460032","金属脊柱内固定器-脊柱钉棒固定系统(USS-CAⅢ型 万向钉)","是","是",null,"骨科脊柱内固定材料","f3315","cg331500237"]
[28908,25989,"骨科集中采购(脊柱)","胸腰椎后路钉棒系统","金属脊柱内固定器（脊柱钉棒固定系统）","大博医疗科技股份有限公司","913502007617290664","大博医疗科技股份有限公司","C0325060890104300419","0000095",null,"bf085280-f284-11ea-bf70-fa163e0a8baf","Φ3.0×67mm 适用连接棒5.5","USS-CAⅢ型 万向钉","骨科材料","国械注准20173460032","金属脊柱内固定器-脊柱钉棒固定系统(USS-CAⅢ型 万向钉)","是","是",null,"骨科脊柱内固定材料","f3315","cg331500237"]
[28989,25989,"骨科集中采购(脊柱)","胸腰椎后路钉棒系统","金属脊柱内固定器（脊柱钉棒固定系统）","大博医疗科技股份有限公司","913502007617290664","大博医疗科技股份有限公司","C0325060890104300419","0000176",null,"bf127e31-f284-11ea-bf70-fa163e0a8baf","Φ3.5×31mm 适用连接棒6.0","USS-CAⅢ型 万向钉","骨科材料","国械注准20173460032","金属脊柱内固定器-脊柱钉棒固定系统(USS-CAⅢ型 万向钉)","是","是",null,"骨科脊柱内固定材料","f3315","cg331500237"]
[29026,25989,"骨科集中采购(脊柱)","胸腰椎后路钉棒系统","金属脊柱内固定器（脊柱钉棒固定系统）","大博医疗科技股份有限公司","913502007617290664","大博医疗科技股份有限公司","C0325060890104300419","0000213",null,"bf07b34a-f284-11ea-bf70-fa163e0a8baf","Φ3.5×50mm 适用连接棒5.5","USS-CAⅢ型 万向钉","骨科材料","国械注准20173460032","金属脊柱内固定器-脊柱钉棒固定系统(USS-CAⅢ型 万向钉)","是","是",null,"骨科脊柱内固定材料","f3315","cg331500237"]
[29214,25989,"骨科集中采购(脊柱)","胸腰椎后路钉棒系统","金属脊柱内固定器（脊柱钉棒固定系统）","大博医疗科技股份有限公司","913502007617290664","大博医疗科技股份有限公司","C0325060890104300419","0000401",null,"bef42d2c-f284-11ea-bf70-fa163e0a8baf","Φ4.0×68mm 适用连接棒5.5","USS-CAⅢ型 万向钉","骨科材料","国械注准20173460032","金属脊柱内固定器-脊柱钉棒固定系统(USS-CAⅢ型 万向钉)","是","是",null,"骨科脊柱内固定材料","f3315","cg331500237"]
[29295,25989,"骨科集中采购(脊柱)","胸腰椎后路钉棒系统","金属脊柱内固定器（脊柱钉棒固定系统）","大博医疗科技股份有限公司","913502007617290664","大博医疗科技股份有限公司","C0325060890104300419","0000482",null,"befca6d3-f284-11ea-bf70-fa163e0a8baf","Φ4.5×32mm 适用连接棒6.0","USS-CAⅢ型 万向钉","骨科材料","国械注准20173460032","金属脊柱内固定器-脊柱钉棒固定系统(USS-CAⅢ型 万向钉)","是","是",null,"骨科脊柱内固定材料","f3315","cg331500237"]
[29325,25989,"骨科集中采购(脊柱)","胸腰椎后路钉棒系统","金属脊柱内固定器（脊柱钉棒固定系统）","大博医疗科技股份有限公司","913502007617290664","大博医疗科技股份有限公司","C0325060890104300419","0000512",null,"bf069071-f284-11ea-bf70-fa163e0a8baf","Φ4.5×47mm 适用连接棒6.0","USS-CAⅢ型 万向钉","骨科材料","国械注准20173460032","金属脊柱内固定器-脊柱钉棒固定系统(USS-CAⅢ型 万向钉)","是","是",null,"骨科脊柱内固定材料","f3315","cg331500237"]
[29424,25989,"骨科集中采购(脊柱)","胸腰椎后路钉棒系统","金属脊柱内固定器（脊柱钉棒固定系统）","大博医疗科技股份有限公司","913502007617290664","大博医疗科技股份有限公司","C0325060890104300419","0000611",null,"bee7883c-f284-11ea-bf70-fa163e0a8baf","Φ5.0×21mm 适用连接棒5.5","USS-CAⅢ型 万向钉","骨科材料","国械注准20173460032","金属脊柱内固定器-脊柱钉棒固定系统(USS-CAⅢ型 万向钉)","是","是",null,"骨科脊柱内固定材料","f3315","cg331500237"]
[29505,25989,"骨科集中采购(脊柱)","胸腰椎后路钉棒系统","金属脊柱内固定器（脊柱钉棒固定系统）","大博医疗科技股份有限公司","913502007617290664","大博医疗科技股份有限公司","C0325060890104300419","0000692",null,"befd3382-f284-11ea-bf70-fa163e0a8baf","Φ5.0×61mm 适用连接棒6.0","USS-CAⅢ型 万向钉","骨科材料","国械注准20173460032","金属脊柱内固定器-脊柱钉棒固定系统(USS-CAⅢ型 万向钉)","是","是",null,"骨科脊柱内固定材料","f3315","cg331500237"]
[29618,25989,"骨科集中采购(脊柱)","胸腰椎后路钉棒系统","金属脊柱内固定器（脊柱钉棒固定系统）","大博医疗科技股份有限公司","913502007617290664","大博医疗科技股份有限公司","C0325060890104300419","0000805",null,"bef46736-f284-11ea-bf70-fa163e0a8baf","Φ5.5×42mm 适用连接棒5.5","USS-CAⅢ型 万向钉","骨科材料","国械注准20173460032","金属脊柱内固定器-脊柱钉棒固定系统(USS-CAⅢ型 万向钉)","是","是",null,"骨科脊柱内固定材料","f3315","cg331500237"]
[29730,25989,"骨科集中采购(脊柱)","胸腰椎后路钉棒系统","金属脊柱内固定器（脊柱钉棒固定系统）","大博医疗科技股份有限公司","913502007617290664","大博医疗科技股份有限公司","C0325060890104300419","0000917",null,"bef33a64-f284-11ea-bf70-fa163e0a8baf","Φ6.0×22mm 适用连接棒5.5","USS-CAⅢ型 万向钉","骨科材料","国械注准20173460032","金属脊柱内固定器-脊柱钉棒固定系统(USS-CAⅢ型 万向钉)","是","是",null,"骨科脊柱内固定材料","f3315","cg331500237"]
[29811,25989,"骨科集中采购(脊柱)","胸腰椎后路钉棒系统","金属脊柱内固定器（脊柱钉棒固定系统）","大博医疗科技股份有限公司","913502007617290664","大博医疗科技股份有限公司","C0325060890104300419","0000998",null,"bef40ad3-f284-11ea-bf70-fa163e0a8baf","Φ6.0×62mm 适用连接棒6.0","USS-CAⅢ型 万向钉","骨科材料","国械注准20173460032","金属脊柱内固定器-脊柱钉棒固定系统(USS-CAⅢ型 万向钉)","是","是",null,"骨科脊柱内固定材料","f3315","cg331500237"]
[29911,25989,"骨科集中采购(脊柱)","胸腰椎后路钉棒系统","金属脊柱内固定器（脊柱钉棒固定系统）","大博医疗科技股份有限公司","913502007617290664","大博医疗科技股份有限公司","C0325060890104300419","0001098",null,"befc6c86-f284-11ea-bf70-fa163e0a8baf","Φ6.5×36mm 适用连接棒6.0","USS-CAⅢ型 万向钉","骨科材料","国械注准20173460032","金属脊柱内固定器-脊柱钉棒固定系统(USS-CAⅢ型 万向钉)","是","是",null,"骨科脊柱内固定材料","f3315","cg331500237"]
[30036,25989,"骨科集中采购(脊柱)","胸腰椎后路钉棒系统","金属脊柱内固定器（脊柱钉棒固定系统）","大博医疗科技股份有限公司","913502007617290664","大博医疗科技股份有限公司","C0325060890104300419","0001223",null,"befc20e2-f284-11ea-bf70-fa163e0a8baf","Φ9.0×23mm 适用连接棒5.5","USS-CAⅢ型 万向钉","骨科材料","国械注准20173460032","金属脊柱内固定器-脊柱钉棒固定系统(USS-CAⅢ型 万向钉)","是","是",null,"骨科脊柱内固定材料","f3315","cg331500237"]
[30085,25989,"骨科集中采购(脊柱)","胸腰椎后路钉棒系统","金属脊柱内固定器（脊柱钉棒固定系统）","大博医疗科技股份有限公司","913502007617290664","大博医疗科技股份有限公司","C0325060890104300419","0001272",null,"bef22ddd-f284-11ea-bf70-fa163e0a8baf","Φ9.0×47mm 适用连接棒6.0","USS-CAⅢ型 万向钉","骨科材料","国械注准20173460032","金属脊柱内固定器-脊柱钉棒固定系统(USS-CAⅢ型 万向钉)","是","是",null,"骨科脊柱内固定材料","f3315","cg331500237"]
[30204,26615,"骨科集中采购(脊柱)","颈胸后路钉棒系统","脊柱后路钉棒内固定系统(多轴螺钉）","山东康盛医疗器械有限公司","91370900561446934M","山东康盛医疗器械有限公司","C0325060890104310667","0000008",null,"738af751-d42e-11e9-953f-fa163e0a8baf","Φ5.5*25-55mm","SF I","骨科材料","国械注准20173464211","多轴螺钉","是","是",null,"骨科脊柱内固定材料","f3315","cg331500237"]
[30342,11292,"骨科集中采购(脊柱)","颈胸后路钉棒系统","脊柱后路钉棒系统（商品名：U smart）（US万向钉）","北京市富乐科技开发有限公司","91110117102618418H","北京市富乐科技开发有限公司","C0325060890105509274","0001447",null,"39c21731-01f1-11eb-bf70-fa163e0a8baf","L0：5.5mm；直径：5.5mm；长度：30mm；自攻型；双线；钉体头部：球型；着色阳极氧化；非灭菌","FJD5","骨科材料","国械注准20183461758","US万向钉(双线、球型)","是","是",null,"骨科脊柱内固定材料","f3315","cg331500237"]
[30401,11225,"骨科集中采购(脊柱)","胸腰椎后路钉棒系统","脊柱后路钉棒系统（商品名：U smart）（US万向钉）","北京市富乐科技开发有限公司","91110117102618418H","北京市富乐科技开发有限公司","C0325060890105509274","0001647",null,"39c10e8c-01f1-11eb-bf70-fa163e0a8baf","L0：5.5mm；直径：7.0mm；长度：70mm；自攻型；双线；钉体头部：球型；本色；非灭菌","FJD5","骨科材料","国械注准20183461758","US万向钉(双线、球型)","是","是",null,"骨科脊柱内固定材料","f3315","cg331500237"]
[30471,13246,"骨科集中采购(脊柱)","胸腰椎后路钉棒系统","脊柱后路钉棒固定系统(短尾椎弓根螺钉)","烟台索娜盟托医疗器械有限公司","91370600MA3DCQWD0H","烟台索娜盟托医疗器械有限公司","C0325060890105702365","0000014",null,"7dc80b5a-d9b6-11e9-953f-fa163e0a8baf","7.0×35mm","98367035","骨科材料","国械注进20163461900","短尾椎弓根螺钉-7.0短尾椎弓根螺钉   5.5S","是","是",null,"骨科脊柱内固定材料","f3315","cg331500237"]
[30616,11290,"骨科集中采购(脊柱)","颈胸后路钉棒系统","脊柱后路钉棒系统（商品名：U smart）（US钉）","北京市富乐科技开发有限公司","91110117102618418H","北京市富乐科技开发有限公司","C0325060890105709274","0001920",null,"7ebc04d7-01f0-11eb-bf70-fa163e0a8baf","L0：5.5mm；直径：6.0mm；长度：30mm；自攻型；双线；着色阳极氧化；非灭菌","FJD5","骨科材料","国械注准20183461758","US钉(双线 )","是","是",null,"骨科脊柱内固定材料","f3315","cg331500237"]
[30694,12513,"骨科集中采购(脊柱)","胸腰椎后路钉棒系统","骨接合植入物脊柱内固定器(短尾万向螺钉)","苏州苏南捷迈得医疗器械有限公司","91320582720653982K","苏州苏南捷迈得医疗器械有限公司","C0325060890106101950","0000018",null,"d84537dc-d830-11e9-953f-fa163e0a8baf","6.5*55mm","USS-Ⅱ","骨科集中采购(脊柱)","国械注准20163462367","短尾万向螺钉(钛合金)","是","是",null,"骨科脊柱内固定材料","f3315","cg331500237"]
[30777,11218,"骨科集中采购(脊柱)","胸腰椎后路钉棒系统","脊柱后路钉棒系统（商品名：COX ）（横向连接棒）","北京市富乐科技开发有限公司","91110117102618418H","北京市富乐科技开发有限公司","C0325080890000309274","0000074",null,"c92a863f-fd60-11ea-bf70-fa163e0a8baf","直径：4.0mm；长度：60mm；扁型；本色；非灭菌","FJB4","骨科材料","国械注准20173464057","横向连接棒(扁型)","是","是",null,"骨科脊柱内固定材料","f3315","cg331500237"]
[30922,12037,"骨科集中采购(脊柱)","经皮微创脊柱固定系统","脊柱后路钉棒系统（商品名：U smart）（长臂万向单芯椎弓根钉）","北京市富乐科技开发有限公司","91110117102618418H","北京市富乐科技开发有限公司","C0325110890000009274","0001062",null,"230cde63-01f5-11eb-bf70-fa163e0a8baf","L0：6.0mm；直径：7.0mm；长度：35mm；非自攻型；单线；钉体头部：柱型；加长臂型；本色；非灭菌","FJD5","骨科材料","国械注准20183461758","长臂万向单芯椎弓根钉","是","是",null,"骨科脊柱内固定材料","f3315","cg331500237"]
[30987,26922,"骨科集中采购(脊柱)","颈胸后路钉棒系统","胸腰椎固定系统（商品名：Pangea）—螺钉","强生（上海）医疗器材有限公司","91310115703465170L","强生（上海）医疗器材有限公司","C0326020890100409098","0000017",null,"0cd900a9-dadf-11e9-953f-fa163e0a8baf","Pangea 单轴椎弓根螺钉 Ø 4.0 mm, 长度 20 mm, 钛合金","04.622.420","骨科材料","国械注进20153130018","Pangea 单轴椎弓根螺钉-钛合金","是","是",null,"骨科脊柱内固定材料","f3315","cg331500237"]
[31083,26922,"骨科集中采购(脊柱)","颈胸后路钉棒系统","胸腰椎固定系统（商品名：Pangea）—螺钉","强生（上海）医疗器材有限公司","91310115703465170L","强生（上海）医疗器材有限公司","C0326020890100409098","0000385",null,"0ccae6c0-dadf-11e9-953f-fa163e0a8baf","Pangea 单轴椎弓根螺钉 Ø 7.0 mm, 长度 50 mm, 钛合金","04.622.750","骨科材料","国械注进20153460018","Pangea 单轴椎弓根螺钉-钛合金","是","是",null,"骨科脊柱内固定材料","f3315","cg331500237"]
[31132,20469,"骨科集中采购(脊柱)","胸腰椎后路钉棒系统","胸腰椎用横向连接器(商品名：Pangea)","强生（上海）医疗器材有限公司","91310115703465170L","强生（上海）医疗器材有限公司","C0326050890000109098","0000010",null,"787ae1c5-d52b-11e9-953f-fa163e0a8baf","钛制低切迹横向连接器, 18mm, 用于 6.0mm 固定杆","497.792","骨科材料","国械注进20183132484","钛制低切迹横向连接器，15mm-24mm","是","是",null,"骨科脊柱内固定材料","f3315","cg331500237"]
[31280,11237,"骨科集中采购(脊柱)","经皮微创脊柱固定系统","脊柱后路钉棒系统（商品名：U smart）（预弯连接棒）","北京市富乐科技开发有限公司","91110117102618418H","北京市富乐科技开发有限公司","C0326060890100209274","0000260",null,"2f22629c-0090-11eb-bf70-fa163e0a8baf","直径：6.0mm；长度：40mm；本色；非灭菌","FJB1","骨科材料","国械注准20183461758","预弯连接棒","是","是",null,"骨科脊柱内固定材料","f3315","cg331500237"]
[31357,26922,"骨科集中采购(脊柱)","颈胸后路钉棒系统","胸腰椎固定系统（商品名：Pangea）—螺钉","强生（上海）医疗器材有限公司","91310115703465170L","强生（上海）医疗器材有限公司","C0327040890100409098","0000012",null,"0cdd13cf-dadf-11e9-953f-fa163e0a8baf","Pangea 单轴椎弓根螺钉 Ø 5.0 mm, 长度 35 mm, 钛合金","04.622.535","骨科材料","国械注进20153130018","Pangea 单轴椎弓根螺钉-钛合金-非灭菌","是","是",null,"骨科脊柱内固定材料","f3315","cg331500237"]
[31438,26922,"骨科集中采购(脊柱)","颈胸后路钉棒系统","胸腰椎固定系统（商品名：Pangea）—螺钉","强生（上海）医疗器材有限公司","91310115703465170L","强生（上海）医疗器材有限公司","C0327040890100409098","0000349",null,"0ccea8c0-dadf-11e9-953f-fa163e0a8baf","Pangea 单轴椎弓根螺钉 Ø 7.0 mm, 长度 30 mm, 钛合金","04.622.730","骨科材料","国械注进20153460018","Pangea 单轴椎弓根螺钉-钛合金-非灭菌","是","是",null,"骨科脊柱内固定材料","f3315","cg331500237"]
[31573,39464,"骨科集中采购(脊柱)","胸腰椎前路钉棒系统","脊柱内固定器-钉棒系统（连接棒）","浙江科惠医疗器械股份有限公司","91330700768670546E","浙江科惠医疗器械股份有限公司","C0328040890200206083","0002023",null,"d98f8534-671d-11ea-aa91-fa163e0a8baf","φ6.0×130mm（经阳极氧化处理）","J2X04型","骨科材料","国械注准20153130590","连接棒(J2X04)","是","是",null,"骨科脊柱内固定材料","f3315","cg331500237"]
[31663,170948022,"骨科集中采购(脊柱)","椎间融合器","融合器（透光型腰椎融合器）","浙江科惠医疗器械股份有限公司","91330700768670546E","浙江科惠医疗器械股份有限公司","C0329010970100106083","0000076",null,"1674f0a4-ceec-11e9-953f-fa163e0a8baf","0°18×40 12mm","J 615型","骨科材料","国械注准20163462205","透光型腰椎融合器","是","是",null,"骨科脊柱内固定材料","f3315","cg331500237"]
[31744,39568,"骨科集中采购(脊柱)","椎间融合器","融合器（透光型腰椎后路融合器）","浙江科惠医疗器械股份有限公司","91330700768670546E","浙江科惠医疗器械股份有限公司","C0329010970100506083","0000051",null,"338f93e2-ceec-11e9-953f-fa163e0a8baf","4°12×22 13mm","J 601型","骨科材料","国械注准20163462205","透光型腰椎后路融合器(J601型)","是","是",null,"骨科脊柱内固定材料","f3315","cg331500237"]
[31866,170947973,"骨科集中采购(脊柱)","椎间融合器","脊柱微创椎间融合器","强生（上海）医疗器材有限公司","91310115703465170L","强生（上海）医疗器材有限公司","C0329010970200609098","0000046",null,"7878843d-d52b-11e9-953f-fa163e0a8baf","融合器 前凸型 11X13X27, 5°","187827513","骨科材料","国械注进20173461069","脊柱微创椎间融合系统concorde bullet 前凸","是","是",null,"骨科脊柱内固定材料","f3315","cg331500237"]
[31969,39844,"骨科集中采购(脊柱)","椎间融合器","椎体支柱块","山东冠龙医疗用品有限公司","9137000074454473XJ","山东冠龙医疗用品有限公司","C0329050980200201928","0000022",null,"9fb30ca0-bf2e-11e9-974a-fa163e0a8baf","11×9×30","PS-1130","骨科材料","国械注许20173460058","椎体支柱块","是","是",null,"骨科脊柱内固定材料","f3315","cg331500237"]
[32063,40007,"骨科集中采购(脊柱)","脊柱钛网/钛笼","钛网(商品名:Synthes))-钛网","强生（上海）医疗器材有限公司","91310115703465170L","强生（上海）医疗器材有限公司","C0329080990100009098","0000026",null,"4ec33e14-e1d7-11e9-953f-fa163e0a8baf","Synmesh钛网 22 mm x 28 mm/高8 mm , 钛","495.376","骨科材料","国械注进20163464670","Synmesh钛网，纯钛","是","是",null,"骨科脊柱内固定材料","f3315","cg331500237"]
[32098,40007,"骨科集中采购(脊柱)","脊柱钛网/钛笼","钛网(商品名:Synthes))-钛网","强生（上海）医疗器材有限公司","91310115703465170L","强生（上海）医疗器材有限公司","C0329080990100009098","0000061",null,"4ecb81d7-e1d7-11e9-953f-fa163e0a8baf","Synmesh钛网 26 mm x 33 mm/高12 mm , 钛","495.484","骨科材料","国械注进20163464670","Synmesh钛网，纯钛","是","是",null,"骨科脊柱内固定材料","f3315","cg331500237"]
[32275,39462,"骨科集中采购(脊柱)","椎体成形术系统","球囊导管","重庆先锋医药有限公司","91500226MA6067X0XW","重庆先锋医药有限公司","C0331040020000111554","0000003",null,"9fd2c843-d040-11e9-953f-fa163e0a8baf","IBE-15","IBE-15","骨科材料","国械注进20163041652","球囊导管","是","是",null,"球囊(椎体成形)","f331501056","cl331500235"]
[32356,42908,"骨科集中采购(脊柱)","椎间融合器","椎间融合器(腰椎融合器Ⅰ)","山东威高骨科材料股份有限公司","91370000773168024E","山东威高骨科材料股份有限公司","C0329010970400809122","0001261",null,null,"11×26×9mm","WGB3Z02L1","骨科材料/脊柱固定融合系统/胸腰椎融合器/融合器/钛合金/后路/无前凸角/非灭菌","国械注准20163460600","腰椎融合器Ⅰ(钛合金)","是","是",null,"骨科脊柱内固定材料","f3315","cg331500237"]
[32404,42908,"骨科集中采购(脊柱)","椎间融合器","椎间融合器(腰椎融合器Ⅰ)","山东威高骨科材料股份有限公司","91370000773168024E","山东威高骨科材料股份有限公司","C0329010970400809122","0001309",null,null,"15×28×8mm","WGB3Z02L1","骨科材料/脊柱固定融合系统/胸腰椎融合器/融合器/钛合金/后路/无前凸角/非灭菌","国械注准20163460600","腰椎融合器Ⅰ(钛合金)","是","是",null,"骨科脊柱内固定材料","f3315","cg331500237"]
[32485,42908,"骨科集中采购(脊柱)","椎间融合器","椎间融合器(腰椎融合器Ⅰ)","山东威高骨科材料股份有限公司","91370000773168024E","山东威高骨科材料股份有限公司","C0329010970400809122","0001390",null,null,"11×20×9mm","WGB3Z02L1","骨科材料/脊柱固定融合系统/胸腰椎融合器/融合器/钛合金/后路/无前凸角/非灭菌","国械注准20163460600","腰椎融合器Ⅰ(钛合金)","是","是",null,"骨科脊柱内固定材料","f3315","cg331500237"]
[32655,42908,"骨科集中采购(脊柱)","椎间融合器","椎间融合器(腰椎融合器Ⅰ)","山东威高骨科材料股份有限公司","91370000773168024E","山东威高骨科材料股份有限公司","C0329010970400809122","0001560",null,null,"12×26×8mm","WGB3Z02L1","骨科材料/脊柱固定融合系统/胸腰椎融合器/融合器/钛合金/后路/无前凸角/非灭菌","国械注准20163460600","腰椎融合器Ⅰ(钛合金)","是","是",null,"骨科脊柱内固定材料","f3315","cg331500237"]
[32710,39849,"骨科集中采购(关节)","人工膝关节翻修型","人工膝关节组件（II中心对称胫骨 衬垫）","上海微创医疗器械（集团）有限公司","91310000607389788T","上海微创医疗器械（集团）有限公司","C0342031070301001471","0000195","/","addf6b8d-ce28-11e9-953f-fa163e0a8baf","尺寸2 左 17mm","KIMP217L","骨科材料","国械注进20173466893","II中心对称胫骨衬垫","是","是",null,"人工膝关节及配件","f331507901","cq331507249"]
[32791,19820,"骨科集中采购(关节)","人工跖趾关节","小骨关节植入物(商品名：Swanson)（链状趾骨）","瑞毅医疗器械（上海）有限公司","9131000008869101X5","瑞毅医疗器械（上海）有限公司","C0339031070000000852","0000024","0100840420121554","4b5a82ea-83ae-11ea-8bcf-fa163e0a8baf","链状趾骨植入物6-0","426-0060","骨科材料","国械注进20143136168","小骨关节植入物SWANSON链状趾骨","是","是",null,"手部人工关节及配件","f33151700400","cq331517820","人工腕关节及配件","f331507004","cq331507252"]
[32853,44466,"骨科集中采购(关节)","人工半髋关节双极股骨头骨水泥型","人工髋关节部件-股骨柄、双极头(“聯合” 聯髖人工髖關節/“聯合”U2人工髖關節股骨柄)(半髋臼内衬)","联陆科贸（上海）有限公司","913101200593564153","联陆科贸（上海）有限公司","C0346011070300102591","0000004","0104711605564915","4ac12932-ac54-11e9-8460-fa163e0a8baf","60mm","1601-1060","骨科材料","国械注许20173460052","半髋臼内衬","是","是",null,"人工半髋关节及配件","f331507005","cq331507247","人工股骨头","f331507901","cq331500236","人工股骨头","f331507006","cq331500236","人工全髋关节及配件","f331507901","cq331507248","人工全髋关节及配件","f331507005","cq331507248","人工股骨头","f331503009","cq331500236"]
[33016,18338,"骨科集中采购(关节)","人工全髋关节翻修型生物固定型","髋关节球头(商品名：Delta陶瓷头)","史赛克（北京）医疗器械有限公司","911101017868512873","史赛克（北京）医疗器械有限公司","C0344051070500003633","0000053","04546540608505","5dea2386-ce2b-11e9-953f-fa163e0a8baf","28mm/32mm/36mm","6570-0-132","骨科材料","国械注进20153462605","Delta V40股骨头-四代陶瓷","是","是",null,"人工全髋关节及配件","f331507005","cq331507248","人工全髋关节及配件","f331507901","cq331507248","人工半髋关节及配件","f331507005","cq331507247","人工股骨头","f331503009","cq331500236","人工股骨头","f331507006","cq331500236","人工股骨头","f331507901","cq331500236"]
[33097,18404,"骨科集中采购(关节)","人工全髋关节翻修型混合固定型","股骨柄(商品名：Restoration HA)","史赛克（北京）医疗器械有限公司","911101017868512873","史赛克（北京）医疗器械有限公司","C0345021070200203633","0000021","07613327017847","1fa6b30a-cd62-11e9-953f-fa163e0a8baf","8号 柄长205mm 直径12mm","6013-0812","骨科材料","国械注进20173466164","Restoration HA 205mm一体式羟基磷灰石喷涂有领型股骨柄-钛合金","是","是",null,"人工半髋关节及配件","f331507005","cq331507247","人工股骨头","f331507901","cq331500236","人工股骨头","f331507006","cq331500236","人工全髋关节及配件","f331507901","cq331507248","人工全髋关节及配件","f331507005","cq331507248","人工股骨头","f331503009","cq331500236"]
[33146,18672,"骨科集中采购(关节)","人工膝关节","全膝关节系统（Scorpio）","史赛克（北京）医疗器械有限公司","911101017868512873","史赛克（北京）医疗器械有限公司","C0342021070101103633","0000043","07613327033366","e7c1187f-cdfb-11e9-953f-fa163e0a8baf","7号","7115-0007","骨科材料","国械注进20173461863","Scorpio NRG初次膝关节胫骨假体固定平台骨水泥型替代型-钴铬钼合金","是","是",null,"人工膝关节及配件","f331507901","cq331507249","人工膝关节及配件","f331507007","cq331507249","人工膝关节及配件","f331507008","cq331507249"]
[33322,29449,"骨科集中采购(关节)","人工肩关节","半肩关节系统（商品名：Global)(Global Advantage 肱骨关节头)","强生（上海）医疗器材有限公司","91310115703465170L","强生（上海）医疗器材有限公司","C0335021070200109098","0000002",null,"781e8aa6-d52b-11e9-953f-fa163e0a8baf","Global Advantage肱骨关节头 40X18mm","112840010","骨科材料","国械注进20173462006","肱骨关节头","是","是",null,"人工全肩关节及配件","f331507001","cq331507250","人工全肩关节及配件","f331507002","cq331507250","人工肱骨头","f331507901","cq331500812","人工肱骨头","f331507002","cq331500812"]
[33343,39134,"骨科集中采购(关节)","人工反关节","人工肩关节系统(商品名：Zimmer骨金属反球型)(保留型聚乙烯内衬，加型6mm)","捷迈（上海）医疗国际贸易有限公司","913100007340651456","捷迈（上海）医疗国际贸易有限公司","C0336021070200007551","0000023",null,null,"保留型聚乙烯内衬，加型6mm","00-4349-065-06","骨科材料","国械注进20163130487","保留型聚乙烯内衬","是","是",null,"人工全肩关节及配件","f331507001","cq331507250","人工全肩关节及配件","f331507002","cq331507250","人工肱骨头","f331507901","cq331500812","人工肱骨头","f331507002","cq331500812"]
[33451,21401,"骨科集中采购(关节)","人工膝关节","膝关节假体（商品名：JPX型膝关节假体）（股骨髁（解剖后稳定盒型））","北京爱康宜诚医疗器材有限公司","91110114750144214X","北京爱康宜诚医疗器材有限公司","C0342011070100108023","0000009",null,"e27b01b3-d2ef-11e9-953f-fa163e0a8baf","左2＃","股骨髁（解剖后稳定盒型）","骨科材料","国械注准20173460533","股骨髁（解剖后稳定盒型）","是","是",null,"人工膝关节及配件","f331507901","cq331507249"]
[33532,33902,"骨科集中采购(关节)","人工膝关节","高屈曲度膝关节假体（商品名：NexGen）（NexGen LPS高屈曲度超镜面光滑型胫骨衬垫）","捷迈（上海）医疗国际贸易有限公司","913100007340651456","捷迈（上海）医疗国际贸易有限公司","C0342031070101207551","0000048",null,"3ae9b10d-d2ca-11e9-953f-fa163e0a8baf","GH/5-6 14MM","00-5964-042-14","骨科材料","国械注进20143465628","Nexgen LPS-Flex NSM 胫骨衬垫","是","是",null,"人工膝关节及配件","f331507901","cq331507249"]
[33636,45390,"骨科集中采购(关节)","人工膝关节","膝关节假体（商品名：NexGen）(NexGen 胫骨垫块)","捷迈（上海）医疗国际贸易有限公司","913100007340651456","捷迈（上海）医疗国际贸易有限公司","C0343031070201107551","0000026",null,"cb377c3c-8605-11ea-8bcf-fa163e0a8baf","PRC TIB BLOCK 5MM SZ4","00-5988-004-26","骨科材料","国械注进20153464235","胫骨楔块/垫块","是","是",null,"人工膝关节及配件","f331507901","cq331507249"]
[33757,61038,"骨科集中采购(关节)","人工膝关节肿瘤型","膝关节假体（股骨髓针）","北京市春立正达医疗器械股份有限公司","91110000633737758W","北京市春立正达医疗器械股份有限公司","C0343041070100700525","0000030",null,"d459be48-d458-11e9-953f-fa163e0a8baf","425mm","XL","04-延长杆","国械注准20163462440","膝关节假体-XL型股骨髓针（灭菌）","是","是",null,"人工膝关节及配件","f331507901","cq331507249","人工膝关节及配件","f331507007","cq331507249","人工膝关节及配件","f331507008","cq331507249"]
[33806,61038,"骨科集中采购(关节)","人工膝关节肿瘤型","膝关节假体（股骨髓针）","北京市春立正达医疗器械股份有限公司","91110000633737758W","北京市春立正达医疗器械股份有限公司","C0343041070100700525","0000079",null,"d45a0ac2-d458-11e9-953f-fa163e0a8baf","515mm","XL","04-延长杆","国械注准20163462440","膝关节假体-XL型股骨髓针（灭菌）","是","是",null,"人工膝关节及配件","f331507901","cq331507249","人工膝关节及配件","f331507007","cq331507249","人工膝关节及配件","f331507008","cq331507249"]
[33929,61039,"骨科集中采购(关节)","人工膝关节肿瘤型","膝关节假体（胫骨髓针）","北京市春立正达医疗器械股份有限公司","91110000633737758W","北京市春立正达医疗器械股份有限公司","C0343041070101300525","0000008",null,"cee54883-d479-11e9-953f-fa163e0a8baf","370mm","XL","04-延长杆","国械注准20163462440","膝关节假体-XL型胫骨髓针（灭菌）","是","是",null,"人工膝关节及配件","f331507901","cq331507249","人工膝关节及配件","f331507007","cq331507249","人工膝关节及配件","f331507008","cq331507249"]
[34063,61034,"骨科集中采购(关节)","人工膝关节肿瘤型","膝关节假体（胫骨髓针）","北京市春立正达医疗器械股份有限公司","91110000633737758W","北京市春立正达医疗器械股份有限公司","C0343041070101500525","0000059",null,"0574f4be-d47b-11e9-953f-fa163e0a8baf","240mm","XX","04-延长杆","国械注准20163462440","膝关节假体-XX型胫骨髓针（灭菌）","是","是",null,"人工膝关节及配件","f331507901","cq331507249","人工膝关节及配件","f331507007","cq331507249","人工膝关节及配件","f331507008","cq331507249"]
[34112,38065,"骨科集中采购(关节)","人工全髋关节翻修型混合固定型","股骨柄（商品名：金枪鱼柄）（JY/W股骨柄）","北京蒙太因医疗器械有限公司","91110302600069255E","北京蒙太因医疗器械有限公司","C0344021070100802305","0000013",null,"cc055932-c3bc-11e9-974a-fa163e0a8baf","11","JY/W","骨科材料","国械注准20163461317","金枪鱼柄/无领 JY/W","是","是",null,"人工半髋关节及配件","f331507005","cq331507247","人工股骨头","f331507901","cq331500236","人工股骨头","f331507006","cq331500236","人工全髋关节及配件","f331507901","cq331507248","人工全髋关节及配件","f331507005","cq331507248","人工股骨头","f331503009","cq331500236","人工股骨头","f331503009","cq331500236"]
[34222,38159,"骨科集中采购(关节)","人工全髋关节翻修型混合固定型","髋臼假体（LB/DL钉螺）","北京蒙太因医疗器械有限公司","91110302600069255E","北京蒙太因医疗器械有限公司","C0344031070100702305","0000001",null,"9dc1107e-c3b2-11e9-974a-fa163e0a8baf","52","LB/DL","骨科材料","国械注准20163462130","金属髋臼杯 钉螺 LB/DL","是","是",null,"人工半髋关节及配件","f331507005","cq331507247","人工股骨头","f331507901","cq331500236","人工股骨头","f331507006","cq331500236","人工股骨头","f331503009","cq331500236","人工全髋关节及配件","f331507901","cq331507248","人工全髋关节及配件","f331507005","cq331507248"]
[34369,190010014,"骨科集中采购(关节)","人工半髋关节双极股骨头骨水泥型","髋臼杯系统（商品名：Pinnacle）(DELTA 陶瓷球头 36mm)","强生（上海）医疗器材有限公司","91310115703465170L","强生（上海）医疗器材有限公司","C0344051070300009098","0000007",null,"78751676-d52b-11e9-953f-fa163e0a8baf","DELTA 陶瓷球头 36mm  12/14 +1.5","1365-36-310","骨科材料","国械注进20163461689","陶瓷球头 36-2","是","是",null,"人工全髋关节及配件","f331507006","cq331507249","人工全髋关节及配件","f331507902","cq331507249","人工半髋关节及配件","f331507007","cq331507248","人工股骨头","f331503010","cq331500237","人工股骨头","f331507007","cq331500237","人工股骨头","f331507902","cq331500237"]
[34418,190010016,"骨科集中采购(关节)","人工全髋关节翻修型生物固定型","髋臼杯系统(商品名：Pinnacle)(DELTA陶瓷臼衬36mmID/32mmID/28mmID)","强生（上海）医疗器材有限公司","91310115703465170L","强生（上海）医疗器材有限公司","C0344061070600109098","0000006",null,"781ebae9-d52b-11e9-953f-fa163e0a8baf","DELTA 陶瓷臼衬 36mmID×62mmOD","1218-81-762","骨科材料","国械注进20163461689","陶瓷臼衬","是","是",null,"人工全髋关节及配件","f331507005","cq331507248","人工全髋关节及配件","f331507901","cq331507248","人工半髋关节及配件","f331507006","cq331507247","人工股骨头","f331503009","cq331500236","人工股骨头","f331507006","cq331500236","人工股骨头","f331507901","cq331500236"]
[34515,15674,"骨科集中采购(关节)","人工半髋关节双极股骨头生物固定型","髋关节假体（双动杯）","北京市春立正达医疗器械股份有限公司","91110000633737758W","北京市春立正达医疗器械股份有限公司","C0346011070100200525","0000022",null,"f5a7576b-d50a-11e9-953f-fa163e0a8baf","53mm","M","01-双极头","国械注准20183461640","髋关节假体-双极头（灭菌）","是","是",null,"人工全髋关节及配件","f331507005","cq331507248","人工全髋关节及配件","f331507901","cq331507248","人工半髋关节及配件","f331507006","cq331507247","人工股骨头","f331507006","cq331500236","人工股骨头","f331507901","cq331500236","人工股骨头","f331503009","cq331500236"]
[34643,43046,"骨科集中采购(关节)","人工半髋关节双极股骨头骨水泥型","双极头（商品名：Self-Centering)(SELF CENT 双动髋关节假体头部双极杯28)","强生（上海）医疗器材有限公司","91310115703465170L","强生（上海）医疗器材有限公司","C0346011070100209098","0000013",null,"78516c7b-d52b-11e9-953f-fa163e0a8baf","SELF CENT 双动髋关节假体头部双极杯 53*28 BLU","1035-53-000","骨科材料","国械注进20173461430","双极杯 28","是","是",null,"人工全髋关节及配件","f331507005","cq331507248","人工全髋关节及配件","f331507901","cq331507248","人工半髋关节及配件","f331507006","cq331507247","人工股骨头","f331503009","cq331500236","人工股骨头","f331507006","cq331500236","人工股骨头","f331507901","cq331500236"]
[34724,29274,"骨科集中采购(创伤)","锁骨锁定接骨板","金属锁定接骨板钉系统（商品名：Monoloc）（S型锁定重建接骨板）","常州市康辉医疗器械有限公司","9132041113767409X5","常州市康辉医疗器械有限公司","C0311030800202200059","0000011","","e8488e9d-dac7-11e9-953f-fa163e0a8baf","S型锁定重建接骨板右 2.5×9孔","SDXZ27","骨科材料","国械注准20183131799","S型锁定重建接骨板","是","是",null,"骨科四肢及骨盆内固定材料","f3315","cl331500238"]
[34808,22766,"骨科集中采购(创伤)","锁骨锁定接骨板","金属锁定接骨板系统(锁骨钩加压锁定板（纯钛）)","山东威高骨科材料股份有限公司","91370000773168024E","山东威高骨科材料股份有限公司","C0311030800203209122","0000075","","6a260af7-caf6-11e9-953f-fa163e0a8baf","9孔左","WGC12Z07","骨科材料","国械注准20173460054","锁骨钩加压锁定板(纯钛)","是","是",null,"骨科四肢及骨盆内固定材料","f3315","cl331500238"]
[34949,22015,"骨科集中采购(创伤)","肱骨锁定接骨板","金属锁定接骨板系统(肱骨远端背外侧加压锁定板-2（纯钛）)","山东威高骨科材料股份有限公司","91370000773168024E","山东威高骨科材料股份有限公司","C0311040800201209122","0000033","","fc22fa0e-d133-11e9-953f-fa163e0a8baf","14孔左","WGC12Z07","骨科材料","国械注准20173460054","肱骨远端背外侧加压锁定板-2(纯钛)","是","是",null,"骨科四肢及骨盆内固定材料","f3315","cl331500238"]
[35005,22003,"骨科集中采购(创伤)","肱骨锁定接骨板","金属锁定接骨板系统(肱骨远端内侧加压锁定板-2（纯钛）)","山东威高骨科材料股份有限公司","91370000773168024E","山东威高骨科材料股份有限公司","C0311040800201209122","0000115","","e6884ae7-cd29-11e9-953f-fa163e0a8baf","4孔右","WGC12Z07","骨科材料","国械注准20173460054","肱骨远端内侧加压锁定板-2(纯钛)","是","是",null,"骨科四肢及骨盆内固定材料","f3315","cl331500238"]
[35110,28826,"骨科集中采购(创伤)","桡骨锁定接骨板","金属锁定接骨板钉系统（商品名：Monoloc）（T型LCP II型）","常州市康辉医疗器械有限公司","9132041113767409X5","常州市康辉医疗器械有限公司","C0311060800201200059","0000062","","5a93e709-dac8-11e9-953f-fa163e0a8baf","T型LCP 2.0×6孔","SDXG43","骨科材料","国械注准20183131799","T型LCP","是","是",null,"骨科四肢及骨盆内固定材料","f3315","cl331500238"]
[35159,22556,"骨科集中采购(创伤)","桡骨锁定接骨板","金属锁定接骨板系统(桡骨远端掌侧锁定板-标准（纯钛）)","山东威高骨科材料股份有限公司","91370000773168024E","山东威高骨科材料股份有限公司","C0311060800201209122","0000211","","e10f54e0-d0bf-11e9-953f-fa163e0a8baf","8孔左","WGC12Z08","骨科材料","国械注准20173460054","桡骨远端掌侧锁定板-标准(纯钛)","是","是",null,"骨科四肢及骨盆内固定材料","f3315","cl331500238"]
[35298,22097,"骨科集中采购(创伤)","股骨锁定接骨板","金属锁定接骨板系统(股骨近端外侧加压锁定板-1（钛合金）)","山东威高骨科材料股份有限公司","91370000773168024E","山东威高骨科材料股份有限公司","C0311090800300809122","0000038","","f701ee5c-cd45-11e9-953f-fa163e0a8baf","11孔右","WGC12Z02","骨科材料","国械注准20173460054","股骨近端外侧加压锁定板-1(钛合金)","是","是",null,"骨科四肢及骨盆内固定材料","f3315","cl331500238"]
[35384,22318,"骨科集中采购(创伤)","胫骨锁定接骨板","金属锁定接骨板系统(胫骨近端内侧加压锁定板（纯钛）)","山东威高骨科材料股份有限公司","91370000773168024E","山东威高骨科材料股份有限公司","C0311110800200809122","0000160","","83f29e55-d45d-11e9-953f-fa163e0a8baf","9孔右","WGC12Z03","骨科材料","国械注准20173460054","胫骨近端内侧加压锁定板(纯钛)","是","是",null,"骨科四肢及骨盆内固定材料","f3315","cl331500238"]
[35465,28767,"骨科集中采购(创伤)","胫骨锁定接骨板","金属锁定接骨板钉系统（商品名：Monoloc）（胫骨近端内侧T型锁定板）","常州市康辉医疗器械有限公司","9132041113767409X5","常州市康辉医疗器械有限公司","C0311110800201000059","0000037","","9ed7d80d-dade-11e9-953f-fa163e0a8baf","胫骨近端内侧T型LCP左 3.8×9孔","SDDG21","骨科材料","国械注准20183131799","胫骨近端内侧T型LCP","是","是",null,"骨科四肢及骨盆内固定材料","f3315","cl331500238"]
[35591,22355,"骨科集中采购(创伤)","胫骨锁定接骨板","金属锁定接骨板系统(胫骨远端外侧加压锁定板（纯钛）)","山东威高骨科材料股份有限公司","91370000773168024E","山东威高骨科材料股份有限公司","C0311110800201209122","0000362","","bcc8af02-cdf4-11e9-953f-fa163e0a8baf","15孔左","WGC12Z03","骨科材料","国械注准20173460054","胫骨远端外侧加压锁定板(纯钛)","是","是",null,"骨科四肢及骨盆内固定材料","f3315","cl331500238"]
[35690,22275,"骨科集中采购(创伤)","胫骨锁定接骨板","金属锁定接骨板系统(胫骨近端内侧锁定板-2（钛合金）)","山东威高骨科材料股份有限公司","91370000773168024E","山东威高骨科材料股份有限公司","C0311110800300809122","0000299","","5ba9c295-cde7-11e9-953f-fa163e0a8baf","4孔左","WGC12Z03","骨科材料","国械注准20173460054","胫骨近端内侧锁定板-2(钛合金)","是","是",null,"骨科四肢及骨盆内固定材料","f3315","cl331500238"]
[35771,22393,"骨科集中采购(创伤)","胫骨锁定接骨板","金属锁定接骨板系统(胫骨远端前外侧加压锁定板（钛合金）)","山东威高骨科材料股份有限公司","91370000773168024E","山东威高骨科材料股份有限公司","C0311110800301209122","0000254","","818e6234-cdef-11e9-953f-fa163e0a8baf","7孔右","WGC12Z03","骨科材料","国械注准20173460054","胫骨远端前外侧加压锁定板(钛合金)","是","是",null,"骨科四肢及骨盆内固定材料","f3315","cl331500238"]
[35890,21949,"骨科集中采购(创伤)","腓骨锁定接骨板","金属锁定接骨板系统(锁定接骨板-2（不锈钢）)","山东威高骨科材料股份有限公司","91370000773168024E","山东威高骨科材料股份有限公司","C0311150800101609122","0000139","","44ca9c31-d369-11e9-953f-fa163e0a8baf","1 8孔","WGC11Z01","骨科材料","国械注准20173460054","锁定接骨板-2(不锈钢)","是","是",null,"骨科四肢及骨盆内固定材料","f3315","cl331500238"]
[35996,21950,"骨科集中采购(创伤)","腓骨锁定接骨板","金属锁定接骨板系统(锁定接骨板-2（纯钛）)","山东威高骨科材料股份有限公司","91370000773168024E","山东威高骨科材料股份有限公司","C0311150800201209122","0000157","","6a35288a-d369-11e9-953f-fa163e0a8baf","4 孔","WGC11Z01","骨科材料","国械注准20173460054","锁定接骨板-2(纯钛)","是","是",null,"骨科四肢及骨盆内固定材料","f3315","cl331500238"]
[36077,22240,"骨科集中采购(创伤)","股骨锁定接骨板","金属锁定接骨板系统(干骺端加压锁定板-2（纯钛）)","山东威高骨科材料股份有限公司","91370000773168024E","山东威高骨科材料股份有限公司","C0311150800201209122","0000395","","a2129998-cbcb-11e9-953f-fa163e0a8baf","14孔","WGC12Z01","骨科材料","国械注准20173460054","干骺端加压锁定板-2(纯钛)","是","是",null,"骨科四肢及骨盆内固定材料","f3315","cl331500238"]
[36183,22957,"骨科集中采购(创伤)","重建锁定接骨板","金属锁定接骨板系统(J型锁定重建板（钛合金）)","山东威高骨科材料股份有限公司","91370000773168024E","山东威高骨科材料股份有限公司","C0311150800301209122","0000092","","881d91c6-cbae-11e9-953f-fa163e0a8baf","2孔左","WGC11Z02","骨科材料","国械注准20173460054","J型锁定重建板(钛合金)","是","是",null,"骨科四肢及骨盆内固定材料","f3315","cl331500238"]
[36206,22957,"骨科集中采购(创伤)","重建锁定接骨板","金属锁定接骨板系统(J型锁定重建板（钛合金）)","山东威高骨科材料股份有限公司","91370000773168024E","山东威高骨科材料股份有限公司","C0311150800301209122","0000115","","881db62b-cbae-11e9-953f-fa163e0a8baf","18孔左","WGC11Z02","骨科材料","国械注准20173460054","J型锁定重建板(钛合金)","是","是",null,"骨科四肢及骨盆内固定材料","f3315","cl331500238"]
[36383,22471,"骨科集中采购(创伤)","皮质骨锁定螺钉","金属锁定接骨板系统(自攻型锥形头锁定螺钉（不锈钢）)","山东威高骨科材料股份有限公司","91370000773168024E","山东威高骨科材料股份有限公司","C0312020790100609122","0000126","","202c1459-d39b-11e9-953f-fa163e0a8baf","5.0×100","WGC13Z01","骨科材料","国械注准20173460054","自攻型锥形头锁定螺钉(不锈钢)-3","是","是",null,"骨科四肢及骨盆内固定材料","f3315","cl331500238"]
[36476,22474,"骨科集中采购(创伤)","皮质骨锁定螺钉","金属锁定接骨板系统(自攻型锥形头锁定螺钉（钛合金）)","山东威高骨科材料股份有限公司","91370000773168024E","山东威高骨科材料股份有限公司","C0312020790300409122","0000241","","7a7a04c8-d363-11e9-953f-fa163e0a8baf","2.7×26","WGC13Z01","骨科材料","国械注准20173460054","自攻型锥形头锁定螺钉(钛合金)-1","是","是",null,"骨科四肢及骨盆内固定材料","f3315","cl331500238"]
[36512,22483,"骨科集中采购(创伤)","皮质骨锁定螺钉","金属锁定接骨板系统(自攻自钻型锁定螺钉（钛合金）)","山东威高骨科材料股份有限公司","91370000773168024E","山东威高骨科材料股份有限公司","C0312020790300509122","0000070","","c970847a-d39b-11e9-953f-fa163e0a8baf","3.5× 10","WGC13Z02","骨科材料","国械注准20173460054","自攻自钻型锁定螺钉(钛合金)-1","是","是",null,"骨科四肢及骨盆内固定材料","f3315","cl331500238"]
[36673,22476,"骨科集中采购(创伤)","皮质骨锁定螺钉","金属锁定接骨板系统(自攻型锥形头锁定螺钉（钛合金）)","山东威高骨科材料股份有限公司","91370000773168024E","山东威高骨科材料股份有限公司","C0312020790300509122","0000242","","7a7a5c05-d363-11e9-953f-fa163e0a8baf","3.5×22","WGC13Z01","骨科材料","国械注准20173460054","自攻型锥形头锁定螺钉(钛合金)-2","是","是",null,"骨科四肢及骨盆内固定材料","f3315","cl331500238"]
[36737,22476,"骨科集中采购(创伤)","皮质骨锁定螺钉","金属锁定接骨板系统(自攻型锥形头锁定螺钉（钛合金）)","山东威高骨科材料股份有限公司","91370000773168024E","山东威高骨科材料股份有限公司","C0312020790300509122","0000306","","7a7abfc3-d363-11e9-953f-fa163e0a8baf","3.5×40","WGC13Z01","骨科材料","国械注准20173460054","自攻型锥形头锁定螺钉(钛合金)-2","是","是",null,"骨科四肢及骨盆内固定材料","f3315","cl331500238"]
[36818,22491,"骨科集中采购(创伤)","皮质骨锁定螺钉","金属锁定接骨板系统(自攻自钻型锁定螺钉（钛合金）)","山东威高骨科材料股份有限公司","91370000773168024E","山东威高骨科材料股份有限公司","C0312020790300609122","0000058","","c9715be8-d39b-11e9-953f-fa163e0a8baf","5.0× 16","WGC13Z02","骨科材料","国械注准20173460054","自攻自钻型锁定螺钉(钛合金)-2","是","是",null,"骨科四肢及骨盆内固定材料","f3315","cl331500238"]
[36871,22491,"骨科集中采购(创伤)","皮质骨锁定螺钉","金属锁定接骨板系统(自攻自钻型锁定螺钉（钛合金）)","山东威高骨科材料股份有限公司","91370000773168024E","山东威高骨科材料股份有限公司","C0312020790300609122","0000111","","c9719eaf-d39b-11e9-953f-fa163e0a8baf","5.0×   50","WGC13Z02","骨科材料","国械注准20173460054","自攻自钻型锁定螺钉(钛合金)-2","是","是",null,"骨科四肢及骨盆内固定材料","f3315","cl331500238"]
[37043,22453,"骨科集中采购(创伤)","拉力螺钉(半螺纹螺钉)","金属接骨螺钉（不锈钢）（全螺纹）","山东威高骨科材料股份有限公司","91370000773168024E","山东威高骨科材料股份有限公司","C0312030790100509122","0000097","","1d97e478-d46c-11e9-953f-fa163e0a8baf","3.5×46","HAQ03","骨科材料","国械注准20163462421","金属接骨螺钉(不锈钢)-2","是","是",null,"骨科四肢及骨盆内固定材料","f3315","cl331500238"]
[37092,22513,"骨科集中采购(创伤)","普通螺钉","金属接骨螺钉(金属接骨螺钉（钛合金）)","山东威高骨科材料股份有限公司","91370000773168024E","山东威高骨科材料股份有限公司","C0312030790300409122","0000018","","831b6e22-d2a0-11e9-953f-fa163e0a8baf","1.5×40","HAZ02","骨科材料","国械注准20163462421","金属接骨螺钉(钛合金)-1","是","是",null,"骨科四肢及骨盆内固定材料","f3315","cl331500238"]
[37164,22519,"骨科集中采购(创伤)","普通螺钉","金属接骨螺钉(金属接骨螺钉（钛合金）)","山东威高骨科材料股份有限公司","91370000773168024E","山东威高骨科材料股份有限公司","C0312030790300409122","0000122","","831d65d6-d2a0-11e9-953f-fa163e0a8baf","2.0×20","HAZ03","骨科材料","国械注准20163462421","金属接骨螺钉(钛合金)-1","是","是",null,"骨科四肢及骨盆内固定材料","f3315","cl331500238"]
[37253,22455,"骨科集中采购(创伤)","拉力螺钉(半螺纹螺钉)","金属接骨螺钉（钛合金）（半螺纹）","山东威高骨科材料股份有限公司","91370000773168024E","山东威高骨科材料股份有限公司","C0312030790300509122","0000036","","831ca754-d2a0-11e9-953f-fa163e0a8baf","3.5×54","HAQ03","骨科材料","国械注准20163462421","金属接骨螺钉(钛合金)-2","是","是",null,"骨科四肢及骨盆内固定材料","f3315","cl331500238"]
[37398,22454,"骨科集中采购(创伤)","拉力螺钉(半螺纹螺钉)","金属接骨螺钉（不锈钢）（全螺纹）","山东威高骨科材料股份有限公司","91370000773168024E","山东威高骨科材料股份有限公司","C0312040790101809122","0000017","","1d978d8c-d46c-11e9-953f-fa163e0a8baf","6.5×40","HBQ03","骨科材料","国械注准20163462421","金属接骨螺钉(不锈钢)-5","是","是",null,"骨科四肢及骨盆内固定材料","f3315","cl331500238"]
[37457,29361,"骨科集中采购(创伤)","皮质骨锁定螺钉","金属锁定接骨板钉系统（商品名：Monoloc）（2.7mm自攻锁定螺钉）","常州市康辉医疗器械有限公司","9132041113767409X5","常州市康辉医疗器械有限公司","C0312040790301000059","0000025","","d2de498a-dab3-11e9-953f-fa163e0a8baf","2.7mm自攻锁定螺钉， φ2.7×12","SDLD01","骨科材料","国械注准20183131799","2.7mm自攻锁定螺钉(SDLD01)","是","是",null,"骨科四肢及骨盆内固定材料","f3315","cl331500238"]
[37559,29620,"骨科集中采购(创伤)","普通螺钉","金属接骨螺钉（全螺纹皮质骨螺钉-2.4mm）","常州市康辉医疗器械有限公司","9132041113767409X5","常州市康辉医疗器械有限公司","C0312040790301600059","0000044","","b6e8e5a4-d910-11e9-953f-fa163e0a8baf","全螺纹皮质骨螺钉 φ2.4×32","HAQ06","骨科材料","国械注准20173461009","全螺纹皮质骨螺钉2.4","是","是",null,"骨科四肢及骨盆内固定材料","f3315","cl331500238"]
[37704,22528,"骨科集中采购(创伤)","普通螺钉","金属接骨螺钉(金属接骨螺钉（钛合金）)","山东威高骨科材料股份有限公司","91370000773168024E","山东威高骨科材料股份有限公司","C0312040790301709122","0000059","","831c03ac-d2a0-11e9-953f-fa163e0a8baf","3.0×14","HBQ03","骨科材料","国械注准20163462421","金属接骨螺钉(钛合金)-4","是","是",null,"骨科四肢及骨盆内固定材料","f3315","cl331500238"]
[37750,22528,"骨科集中采购(创伤)","普通螺钉","金属接骨螺钉(金属接骨螺钉（钛合金）)","山东威高骨科材料股份有限公司","91370000773168024E","山东威高骨科材料股份有限公司","C0312040790301709122","0000077","","831ce222-d2a0-11e9-953f-fa163e0a8baf","4.0×28","HBQ03","骨科材料","国械注准20163462421","金属接骨螺钉(钛合金)-4","是","是",null,"骨科四肢及骨盆内固定材料","f3315","cl331500238"]
[37833,22457,"骨科集中采购(创伤)","拉力螺钉(半螺纹螺钉)","金属接骨螺钉（钛合金）（半螺纹）","山东威高骨科材料股份有限公司","91370000773168024E","山东威高骨科材料股份有限公司","C0312040790301709122","0000109","","831e8fd4-d2a0-11e9-953f-fa163e0a8baf","3.5×52","HBQ03","骨科材料","国械注准20163462421","金属接骨螺钉(钛合金)-4","是","是",null,"骨科四肢及骨盆内固定材料","f3315","cl331500238"]
[38010,22527,"骨科集中采购(创伤)","普通螺钉","金属接骨螺钉(金属接骨螺钉（钛合金）)","山东威高骨科材料股份有限公司","91370000773168024E","山东威高骨科材料股份有限公司","C0312040790301809122","0000041","","831dafba-d2a0-11e9-953f-fa163e0a8baf","4.5×20","HBQ03","骨科材料","国械注准20163462421","金属接骨螺钉(钛合金)-5","是","是",null,"骨科四肢及骨盆内固定材料","f3315","cl331500238"]
[38043,22527,"骨科集中采购(创伤)","普通螺钉","金属接骨螺钉(金属接骨螺钉（钛合金）)","山东威高骨科材料股份有限公司","91370000773168024E","山东威高骨科材料股份有限公司","C0312040790301809122","0000054","","831eb2ae-d2a0-11e9-953f-fa163e0a8baf","4.5×34","HBQ03","骨科材料","国械注准20163462421","金属接骨螺钉(钛合金)-5","是","是",null,"骨科四肢及骨盆内固定材料","f3315","cl331500238"]
[38139,22435,"骨科集中采购(创伤)","空心钉","金属锁定接骨板系统(自攻型中空锁定螺钉（钛合金）)","山东威高骨科材料股份有限公司","91370000773168024E","山东威高骨科材料股份有限公司","C0312050790301709122","0000015","","c58b8177-d2e0-11e9-953f-fa163e0a8baf","5.0×20","WGC13Z04","骨科材料","国械注准20173460054","自攻型中空锁定螺钉(钛合金)-1","是","是",null,"骨科四肢及骨盆内固定材料","f3315","cl331500238"]
[38240,29675,"骨科集中采购(创伤)","空心钉","动力加压螺钉（4.5mm部分螺纹空心钉）","常州市康辉医疗器械有限公司","9132041113767409X5","常州市康辉医疗器械有限公司","C0312050790302300059","0000004","","7118b9c0-d919-11e9-953f-fa163e0a8baf","4.5部分螺纹空心钉4.5×25×8.3mm","DJY-Ⅱ","骨科材料","国械注准20163462128","部分螺纹空心钉4.5","是","是",null,"骨科四肢及骨盆内固定材料","f3315","cl331500238"]
[38396,22449,"骨科集中采购(创伤)","空心钉","中空螺钉(中空螺钉（钛合金）)","山东威高骨科材料股份有限公司","91370000773168024E","山东威高骨科材料股份有限公司","C0312050790302409122","0000011","","e2f143ed-d46c-11e9-953f-fa163e0a8baf","7. 3×115","WGC4Z01","骨科材料","国械注准20163462422","球头中空螺钉(钛合金)-3","是","是",null,"骨科四肢及骨盆内固定材料","f3315","cl331500238"]
[38445,22449,"骨科集中采购(创伤)","空心钉","中空螺钉(中空螺钉（钛合金）)","山东威高骨科材料股份有限公司","91370000773168024E","山东威高骨科材料股份有限公司","C0312050790302409122","0000060","","e2f4e018-d46c-11e9-953f-fa163e0a8baf","7. 3×135","WGC4Z01","骨科材料","国械注准20163462422","球头中空螺钉(钛合金)-3","是","是",null,"骨科四肢及骨盆内固定材料","f3315","cl331500238"]
[38533,30050,"骨科集中采购(创伤)","交锁型股骨髓内钉","交锁式髓内钉（无菌股骨钉）","常州市康辉医疗器械有限公司","9132041113767409X5","常州市康辉医疗器械有限公司","C0313050860300500059","0000010","","4737bd9f-d9b2-11e9-953f-fa163e0a8baf","无菌股骨髓内钉右 φ10×360","JGDⅡ S","骨科材料","国械注准20173460772","无菌股骨髓内钉","是","是",null,"骨科四肢及骨盆内固定材料","f3315","cl331500238"]
[38670,22627,"骨科集中采购(创伤)","股骨近端交锁钉(螺旋刀片)","带锁髓内钉(股骨髓内钉(PFNA-WG加长型髓内钉))","山东威高骨科材料股份有限公司","91370000773168024E","山东威高骨科材料股份有限公司","C0313050860300609122","0000092","","78794629-d469-11e9-953f-fa163e0a8baf","9 ×360右","GA4Z02","骨科材料","国械注准20163461478","股骨髓内钉(钛合金)-2","是","是",null,"骨科四肢及骨盆内固定材料","f3315","cl331500238"]
[38751,22665,"骨科集中采购(创伤)","交锁型股骨髓内钉","带锁髓内钉(股骨髓内钉（专家级股骨髓内钉）)","山东威高骨科材料股份有限公司","91370000773168024E","山东威高骨科材料股份有限公司","C0313050860300609122","0000272","","787c1ddc-d469-11e9-953f-fa163e0a8baf","9×440左","GA4Z02","骨科材料","国械注准20163461478","股骨髓内钉(钛合金)-2","是","是",null,"骨科四肢及骨盆内固定材料","f3315","cl331500238"]
[38826,22627,"骨科集中采购(创伤)","股骨近端交锁钉(螺旋刀片)","带锁髓内钉(股骨髓内钉(PFNA-WG加长型髓内钉))","山东威高骨科材料股份有限公司","91370000773168024E","山东威高骨科材料股份有限公司","C0313050860300609122","0000310","","787c5dac-d469-11e9-953f-fa163e0a8baf","1 0×340左","GA4Z02","骨科材料","国械注准20163461478","股骨髓内钉(钛合金)-2","是","是",null,"骨科四肢及骨盆内固定材料","f3315","cl331500238"]
[38880,22627,"骨科集中采购(创伤)","股骨近端交锁钉(螺旋刀片)","带锁髓内钉(股骨髓内钉(PFNA-WG加长型髓内钉))","山东威高骨科材料股份有限公司","91370000773168024E","山东威高骨科材料股份有限公司","C0313050860300609122","0000337","","787c8fcc-d469-11e9-953f-fa163e0a8baf","10×420左","GA4Z02","骨科材料","国械注准20163461478","股骨髓内钉(钛合金)-2","是","是",null,"骨科四肢及骨盆内固定材料","f3315","cl331500238"]
[39057,22715,"骨科集中采购(创伤)","交锁型胫骨髓内钉","带锁髓内钉(胫骨髓内钉)","山东威高骨科材料股份有限公司","91370000773168024E","山东威高骨科材料股份有限公司","C0313060860300209122","0000023","","4085d0b8-d29f-11e9-953f-fa163e0a8baf","13×445","GA1Z","骨科材料","国械注准20163461478","胫骨髓内钉(钛合金)-1","是","是",null,"骨科四肢及骨盆内固定材料","f3315","cl331500238"]
[39125,22715,"骨科集中采购(创伤)","交锁型胫骨髓内钉","带锁髓内钉(胫骨髓内钉)","山东威高骨科材料股份有限公司","91370000773168024E","山东威高骨科材料股份有限公司","C0313060860300209122","0000091","","408762ff-d29f-11e9-953f-fa163e0a8baf","13×285","GA1Z","骨科材料","国械注准20163461478","胫骨髓内钉(钛合金)-1","是","是",null,"骨科四肢及骨盆内固定材料","f3315","cl331500238"]
[39186,22715,"骨科集中采购(创伤)","交锁型胫骨髓内钉","带锁髓内钉(胫骨髓内钉)","山东威高骨科材料股份有限公司","91370000773168024E","山东威高骨科材料股份有限公司","C0313060860300209122","0000152","","4088b410-d29f-11e9-953f-fa163e0a8baf","8×425","GA1Z","骨科材料","国械注准20163461478","胫骨髓内钉(钛合金)-1","是","是",null,"骨科四肢及骨盆内固定材料","f3315","cl331500238"]
[39267,22715,"骨科集中采购(创伤)","交锁型胫骨髓内钉","带锁髓内钉(胫骨髓内钉)","山东威高骨科材料股份有限公司","91370000773168024E","山东威高骨科材料股份有限公司","C0313060860300209122","0000233","","408a1f34-d29f-11e9-953f-fa163e0a8baf","11×400","GA1Z","骨科材料","国械注准20163461478","胫骨髓内钉(钛合金)-1","是","是",null,"骨科四肢及骨盆内固定材料","f3315","cl331500238"]
[39418,22734,"骨科集中采购(创伤)","交锁型胫骨髓内钉","带锁髓内钉(胫骨髓内钉（专家级胫骨髓内钉）)","山东威高骨科材料股份有限公司","91370000773168024E","山东威高骨科材料股份有限公司","C0313060860301009122","0000081","","40866853-d29f-11e9-953f-fa163e0a8baf","9×310","GA1Z02","骨科材料","国械注准20163461478","胫骨髓内钉(钛合金)-3","是","是",null,"骨科四肢及骨盆内固定材料","f3315","cl331500238"]
[39492,22734,"骨科集中采购(创伤)","交锁型胫骨髓内钉","带锁髓内钉(胫骨髓内钉（专家级胫骨髓内钉）)","山东威高骨科材料股份有限公司","91370000773168024E","山东威高骨科材料股份有限公司","C0313060860301009122","0000155","","40871c93-d29f-11e9-953f-fa163e0a8baf","1 0×270","GA1Z02","骨科材料","国械注准20163461478","胫骨髓内钉(钛合金)-3","是","是",null,"骨科四肢及骨盆内固定材料","f3315","cl331500238"]
[39609,22734,"骨科集中采购(创伤)","交锁型胫骨髓内钉","带锁髓内钉(胫骨髓内钉（专家级胫骨髓内钉）)","山东威高骨科材料股份有限公司","91370000773168024E","山东威高骨科材料股份有限公司","C0313060860301009122","0000272","","408838a3-d29f-11e9-953f-fa163e0a8baf","9 ×345","GA1Z02","骨科材料","国械注准20163461478","胫骨髓内钉(钛合金)-3","是","是",null,"骨科四肢及骨盆内固定材料","f3315","cl331500238"]
[39717,22734,"骨科集中采购(创伤)","交锁型胫骨髓内钉","带锁髓内钉(胫骨髓内钉（专家级胫骨髓内钉）)","山东威高骨科材料股份有限公司","91370000773168024E","山东威高骨科材料股份有限公司","C0313060860301009122","0000380","","408950cf-d29f-11e9-953f-fa163e0a8baf","1 3×295","GA1Z02","骨科材料","国械注准20163461478","胫骨髓内钉(钛合金)-3","是","是",null,"骨科四肢及骨盆内固定材料","f3315","cl331500238"]
[39798,22734,"骨科集中采购(创伤)","交锁型胫骨髓内钉","带锁髓内钉(胫骨髓内钉（专家级胫骨髓内钉）)","山东威高骨科材料股份有限公司","91370000773168024E","山东威高骨科材料股份有限公司","C0313060860301009122","0000461","","408a249b-d29f-11e9-953f-fa163e0a8baf","1 3×360","GA1Z02","骨科材料","国械注准20163461478","胫骨髓内钉(钛合金)-3","是","是",null,"骨科四肢及骨盆内固定材料","f3315","cl331500238"]
[39908,22672,"骨科集中采购(创伤)","交锁型股骨髓内钉","带锁髓内钉(封帽（专家级股骨髓内钉）)","山东威高骨科材料股份有限公司","91370000773168024E","山东威高骨科材料股份有限公司","C0313110860300209122","0000002","","3793a726-d29d-11e9-953f-fa163e0a8baf","15","GA4Z02","骨科材料","国械注准20163461478","封帽(钛合金)","是","是",null,"骨科四肢及骨盆内固定材料","f3315","cl331500238"]
[39927,30058,"骨科集中采购(创伤)","交锁型股骨髓内钉","交锁式髓内钉（无菌股骨钉锁钉）","常州市康辉医疗器械有限公司","9132041113767409X5","常州市康辉医疗器械有限公司","C0313110860300300059","0000003","","177f3803-d9bf-11e9-953f-fa163e0a8baf","无菌锁钉 φ5×45","JSDⅦ S","骨科材料","国械注准20173460772","无菌锁钉JSDⅦ S","是","是",null,"骨科四肢及骨盆内固定材料","f3315","cl331500238"]
[40104,22664,"骨科集中采购(创伤)","交锁型股骨髓内钉","带锁髓内钉(骨螺钉（专家级股骨髓内钉）)","山东威高骨科材料股份有限公司","91370000773168024E","山东威高骨科材料股份有限公司","C0313110860300409122","0000237","","2869fee1-d29e-11e9-953f-fa163e0a8baf","4.9×58","GA4Z02","骨科材料","国械注准20163461478","骨螺钉(钛合金)","是","是",null,"骨科四肢及骨盆内固定材料","f3315","cl331500238"]
[40201,41152,"骨科集中采购(创伤)","外固定支架(组合型)","金属骨针（自钻固定针）","常州市康辉医疗器械有限公司","9132041113767409X5","常州市康辉医疗器械有限公司","C0314010870100200059","0000003","","087220a2-d934-11e9-953f-fa163e0a8baf","固定针5 φ5.0X175","GZLW01SJB","骨科材料","国械注准20163462540","固定针5.0","是","是",null,"骨科外固定材料","f3315","cl331500178","骨科外固定材料","f42","cl420000178"]
[40233,20358,"骨科集中采购(创伤)","普通螺钉","金属接骨螺钉（全螺纹普通）（梅花）","浙江广慈医疗器械有限公司","9133028214475176XB","浙江广慈医疗器械有限公司","C0312040790301802615","0001448","  ",null,"6.5×85","/",null,"国械注准20173460964","全螺纹-3","是","是",null,"骨科四肢及骨盆内固定材料","f3315","cl331500238"]
[40314,30340,"骨科集中采购(创伤)","股骨近端交锁钉(螺旋刀片)","螺旋刀片式髓内钉（股骨钉锁钉）","常州市康辉医疗器械有限公司","9132041113767409X5","常州市康辉医疗器械有限公司","C0313110860300400059","0000078","(01)06952894342862","c8458529-e00a-11e9-953f-fa163e0a8baf","股骨钉锁钉φ4.5×65","JSD Ⅶ","骨科材料","国械注准20173460773","股骨钉锁钉","是","是",null,"骨科四肢及骨盆内固定材料","f3315","cl331500238"]
[40494,18791,"骨科集中采购(创伤)","锁骨普通接骨板","金属接骨板（解剖型）（S型锁骨接骨板)","浙江广慈医疗器械有限公司","9133028214475176XB","浙江广慈医疗器械有限公司","C0311030800200802615","0000055","/","c60725f4-1cb4-11ea-99e3-fa163e0a8baf","5孔","YSQ(Z)87",null,"国械注准20173460201","S型锁骨接骨板(左)","是","是",null,"骨科四肢及骨盆内固定材料","f3315","cl331500238"]
[40539,19789,"骨科集中采购(创伤)","锁骨锁定接骨板","金属锁定接骨板钉系统（S型锁骨（肩胛段/中段/内段）锁定接骨板）","浙江广慈医疗器械有限公司","9133028214475176XB","浙江广慈医疗器械有限公司","C0311030800202402615","0000373","/","73057202-ecf4-11ea-bf70-fa163e0a8baf","11孔3.0","YSDZ27",null,"国械注准20143132306","S型锁骨内段锁定接骨板(右)","是","是",null,"骨科四肢及骨盆内固定材料","f3315","cl331500238"]
[40684,19431,"骨科集中采购(创伤)","肱骨锁定接骨板","金属锁定接骨板钉系统（肱骨近端锁定加压接骨板Ⅱ）","浙江广慈医疗器械有限公司","9133028214475176XB","浙江广慈医疗器械有限公司","C0311040800200802615","0000376","/","0693c16e-ddf1-11ea-bf70-fa163e0a8baf","12孔3.0","YSDZ75","骨科材料","国械注准20143132306","肱骨近端锁定加压接骨板Ⅱ","是","是",null,"骨科四肢及骨盆内固定材料","f3315","cl331500238"]
[40787,19435,"骨科集中采购(创伤)","肱骨锁定接骨板","金属锁定接骨板钉系统（肱骨远端背外侧锁定接骨板Ⅱ）","浙江广慈医疗器械有限公司","9133028214475176XB","浙江广慈医疗器械有限公司","C0311040800201202615","0000739","/","02dba319-eb33-11ea-bf70-fa163e0a8baf","14孔2.5","YSDZ16","骨科材料","国械注准20143132306","肱骨远端背外侧锁定接骨板Ⅱ (左)","是","是",null,"骨科四肢及骨盆内固定材料","f3315","cl331500238"]
[40845,19438,"骨科集中采购(创伤)","肱骨锁定接骨板","金属锁定接骨板钉系统（鹰嘴窝锁定加压接骨板）","浙江广慈医疗器械有限公司","9133028214475176XB","浙江广慈医疗器械有限公司","C0311050800200802615","0000381","/","55206794-eb50-11ea-bf70-fa163e0a8baf","3孔2.5","YSDZ20",null,"国械注准20143132306","鹰嘴窝锁定加压接骨板(右)","是","是",null,"骨科四肢及骨盆内固定材料","f3315","cl331500238"]
[40894,19825,"骨科集中采购(创伤)","桡骨锁定接骨板","金属锁定接骨板钉系统（桡骨掌侧锁定接骨板）","浙江广慈医疗器械有限公司","9133028214475176XB","浙江广慈医疗器械有限公司","C0311060800201002615","0000236","/","cd5e4175-f32e-11ea-bf70-fa163e0a8baf","6孔1.5","YSDZ79",null,"国械注准20143132306","桡骨掌侧锁定接骨板(右)","是","是",null,"骨科四肢及骨盆内固定材料","f3315","cl331500238"]
[40985,19821,"骨科集中采购(创伤)","桡骨锁定接骨板","金属锁定接骨板钉系统（宽头斜T型锁定加压接骨板）","浙江广慈医疗器械有限公司","9133028214475176XB","浙江广慈医疗器械有限公司","C0311060800201202615","0000715","/","ea3e9f0b-e734-11ea-bf70-fa163e0a8baf","12孔1.5","YSDZ06",null,"国械注准20143132306","宽头斜T型锁定加压接骨板(左)","是","是",null,"骨科四肢及骨盆内固定材料","f3315","cl331500238"]
[41119,20036,"骨科集中采购(创伤)","跟骨锁定接骨板","金属锁定接骨板钉系统（微型斜T型锁定接骨板）","浙江广慈医疗器械有限公司","9133028214475176XB","浙江广慈医疗器械有限公司","C0311070800202602615","0000269","/","4d0cdcdd-d83f-11ea-a4d6-fa163e0a8baf","10孔1.0","YSDZ93",null,"国械注准20143132306","微型斜T型锁定接骨板(右)","是","是",null,"骨科四肢及骨盆内固定材料","f3315","cl331500238"]
[41182,20026,"骨科集中采购(创伤)","重建锁定接骨板","金属锁定接骨板钉系统（弧形锁定接骨板）","浙江广慈医疗器械有限公司","9133028214475176XB","浙江广慈医疗器械有限公司","C0311080800201202615","0000109","/","9df474cb-ed7d-11ea-bf70-fa163e0a8baf","4孔2.5","YSDZ59",null,"国械注准20143132306","弧形锁定接骨板","是","是",null,"骨科四肢及骨盆内固定材料","f3315","cl331500238"]
[41280,19026,"骨科集中采购(创伤)","动力髋加压钢板(DHS)","微创动力内固定架（单套管普通固定板（130°/135°/140°））","浙江广慈医疗器械有限公司","9133028214475176XB","浙江广慈医疗器械有限公司","C0311090800200202615","0000163","/","fbc2a82a-f9e5-11e9-99e3-fa163e0a8baf","95°9孔","WDLJ-DP-Ⅰ",null,"国械注准20193131767","单套管普通固定板","是","是",null,"骨科四肢及骨盆内固定材料","f3315","cl331500238"]
[41425,19487,"骨科集中采购(创伤)","胫骨锁定接骨板","金属锁定接骨板钉系统（L形（单曲／双曲）锁定加压接骨板）","浙江广慈医疗器械有限公司","9133028214475176XB","浙江广慈医疗器械有限公司","C0311110800200802615","0000733","/","6ccf0827-ed81-11ea-bf70-fa163e0a8baf","4孔3.0","YSDZ66",null,"国械注准20143132306","L形双曲锁定加压接骨板(右)","是","是",null,"骨科四肢及骨盆内固定材料","f3315","cl331500238"]
[41475,19487,"骨科集中采购(创伤)","胫骨锁定接骨板","金属锁定接骨板钉系统（L形（单曲／双曲）锁定加压接骨板）","浙江广慈医疗器械有限公司","9133028214475176XB","浙江广慈医疗器械有限公司","C0311110800200802615","0000783","/","227d165a-edb0-11ea-bf70-fa163e0a8baf","4孔4.0","YSDZ67","骨科材料","国械注准20143132306","L形双曲锁定加压接骨板(左)","是","是",null,"骨科四肢及骨盆内固定材料","f3315","cl331500238"]
[41586,19483,"骨科集中采购(创伤)","胫骨锁定接骨板","金属锁定接骨板钉系统（T形锁定加压接骨板（单弯／双弯））","浙江广慈医疗器械有限公司","9133028214475176XB","浙江广慈医疗器械有限公司","C0311110800200802615","0001086","/","d8479e58-ed80-11ea-bf70-fa163e0a8baf","9孔4.0","YSDZ65",null,"国械注准20143132306","T形锁定加压接骨板(双弯)","是","是",null,"骨科四肢及骨盆内固定材料","f3315","cl331500238"]
[41731,19490,"骨科集中采购(创伤)","胫骨锁定接骨板","金属锁定接骨板钉系统（胫骨平台外侧锁定加压接骨板）","浙江广慈医疗器械有限公司","9133028214475176XB","浙江广慈医疗器械有限公司","C0311110800200802615","0001627","/","f873b390-f261-11ea-bf70-fa163e0a8baf","8孔3.0","YSDZ70",null,"国械注准20143132306","胫骨平台外侧锁定加压接骨板(右)","是","是",null,"骨科四肢及骨盆内固定材料","f3315","cl331500238"]
[41768,19490,"骨科集中采购(创伤)","胫骨锁定接骨板","金属锁定接骨板钉系统（胫骨平台外侧锁定加压接骨板）","浙江广慈医疗器械有限公司","9133028214475176XB","浙江广慈医疗器械有限公司","C0311110800200802615","0001664","/","d75c6f38-f263-11ea-bf70-fa163e0a8baf","4孔3.5","YSDZ71",null,"国械注准20143132306","胫骨平台外侧锁定加压接骨板(左)","是","是",null,"骨科四肢及骨盆内固定材料","f3315","cl331500238"]
[41860,19774,"骨科集中采购(创伤)","胫骨锁定接骨板","金属锁定接骨板钉系统（胫骨远端外侧锁定加压接骨板）","浙江广慈医疗器械有限公司","9133028214475176XB","浙江广慈医疗器械有限公司","C0311110800201202615","0000929","/","cfa72fe1-ecf9-11ea-bf70-fa163e0a8baf","17孔4.0","YSDZ42",null,"国械注准20143132306","胫骨远端外侧锁定加压接骨板(左)","是","是",null,"骨科四肢及骨盆内固定材料","f3315","cl331500238"]
[41941,19778,"骨科集中采购(创伤)","胫骨锁定接骨板","金属锁定接骨板钉系统（胫骨远端锁定加压接骨板）","浙江广慈医疗器械有限公司","9133028214475176XB","浙江广慈医疗器械有限公司","C0311110800201202615","0001112","/","9460e7be-ed78-11ea-bf70-fa163e0a8baf","2孔4.0","YSDZ57",null,"国械注准20143132306","胫骨远端锁定加压接骨板(左)","是","是",null,"骨科四肢及骨盆内固定材料","f3315","cl331500238"]
[42061,20118,"骨科集中采购(创伤)","皮质骨锁定螺钉","金属锁定接骨板钉系统（实心锁定螺钉）（梅花）","浙江广慈医疗器械有限公司","9133028214475176XB","浙江广慈医疗器械有限公司","C0312020790300402615","0000002","/",null,"1.5×54","/",null,"国械注准20143462306","实心锁定螺钉锥螺纹梅花平头锁定螺钉-1","是","是",null,"骨科四肢及骨盆内固定材料","f3315","cl331500238"]
[42166,20118,"骨科集中采购(创伤)","皮质骨锁定螺钉","金属锁定接骨板钉系统（实心锁定螺钉）（梅花）","浙江广慈医疗器械有限公司","9133028214475176XB","浙江广慈医疗器械有限公司","C0312020790300402615","0000107","/",null,"2.7×18","/",null,"国械注准20143462306","实心锁定螺钉锥螺纹梅花平头锁定螺钉-1","是","是",null,"骨科四肢及骨盆内固定材料","f3315","cl331500238"]
[42247,20118,"骨科集中采购(创伤)","皮质骨锁定螺钉","金属锁定接骨板钉系统（实心锁定螺钉）（梅花）","浙江广慈医疗器械有限公司","9133028214475176XB","浙江广慈医疗器械有限公司","C0312020790300402615","0000188","/",null,"2.7×44","/",null,"国械注准20143462306","实心锁定螺钉锥螺纹梅花平头锁定螺钉-1","是","是",null,"骨科四肢及骨盆内固定材料","f3315","cl331500238"]
[42360,20119,"骨科集中采购(创伤)","皮质骨锁定螺钉","金属锁定接骨板钉系统（实心锁定螺钉）（梅花）","浙江广慈医疗器械有限公司","9133028214475176XB","浙江广慈医疗器械有限公司","C0312020790300502615","0000010","/","03c50bbb-875c-11ea-8bcf-fa163e0a8baf","4×6","QSDZ02.01",null,"国械注准20143132306","实心锁定螺钉锥螺纹梅花平头锁定螺钉-2","是","是",null,"骨科四肢及骨盆内固定材料","f3315","cl331500238"]
[42472,20119,"骨科集中采购(创伤)","皮质骨锁定螺钉","金属锁定接骨板钉系统（实心锁定螺钉）（梅花）","浙江广慈医疗器械有限公司","9133028214475176XB","浙江广慈医疗器械有限公司","C0312020790300502615","0000122","/","03ced32f-875c-11ea-8bcf-fa163e0a8baf","4×92","QSDZ02.01",null,"国械注准20143132306","实心锁定螺钉锥螺纹梅花平头锁定螺钉-2","是","是",null,"骨科四肢及骨盆内固定材料","f3315","cl331500238"]
[42553,20120,"骨科集中采购(创伤)","皮质骨锁定螺钉","金属锁定接骨板钉系统（实心锁定螺钉）（梅花）","浙江广慈医疗器械有限公司","9133028214475176XB","浙江广慈医疗器械有限公司","C0312020790300602615","0000101","/","30a9a513-875c-11ea-8bcf-fa163e0a8baf","5×10","QSDZ02.01",null,"国械注准20143132306","实心锁定螺钉锥螺纹梅花平头锁定螺钉-3","是","是",null,"骨科四肢及骨盆内固定材料","f3315","cl331500238"]
[42653,20234,"骨科集中采购(创伤)","普通螺钉","金属接骨螺钉（全螺纹自攻）（梅花）","浙江广慈医疗器械有限公司","9133028214475176XB","浙江广慈医疗器械有限公司","C0312030790300402615","0001075","/","48a48583-fa13-11e9-99e3-fa163e0a8baf","2.0×29","HAZ06P(G/Z)",null,"国械注准20173460964","全螺纹-1","是","是",null,"骨科四肢及骨盆内固定材料","f3315","cl331500238"]
[42778,20235,"骨科集中采购(创伤)","普通螺钉","金属接骨螺钉（全螺纹自攻）（梅花）","浙江广慈医疗器械有限公司","9133028214475176XB","浙江广慈医疗器械有限公司","C0312030790300402615","0003649","/","48856ffd-fa13-11e9-99e3-fa163e0a8baf","2.7×35","HAZ06P(G/Z)",null,"国械注准20173460964","全螺纹-1","是","是",null,"骨科四肢及骨盆内固定材料","f3315","cl331500238"]
[42844,20246,"骨科集中采购(创伤)","普通螺钉","金属接骨螺钉（全螺纹普通）（梅花）","浙江广慈医疗器械有限公司","9133028214475176XB","浙江广慈医疗器械有限公司","C0312030790300502615","0000576","/","486147e7-fa13-11e9-99e3-fa163e0a8baf","3.5×67","HAQ06P(G/Z)",null,"国械注准20173460964","全螺纹-2","是","是",null,"骨科四肢及骨盆内固定材料","f3315","cl331500238"]
[42907,20246,"骨科集中采购(创伤)","普通螺钉","金属接骨螺钉（全螺纹普通）（梅花）","浙江广慈医疗器械有限公司","9133028214475176XB","浙江广慈医疗器械有限公司","C0312030790300502615","0001211","/","4895114c-fa13-11e9-99e3-fa163e0a8baf","3.0×29","HAQ06P(G/Z)",null,"国械注准20173460964","全螺纹-2","是","是",null,"骨科四肢及骨盆内固定材料","f3315","cl331500238"]
[42988,20355,"骨科集中采购(创伤)","普通螺钉","金属接骨螺钉（全螺纹普通）（梅花）","浙江广慈医疗器械有限公司","9133028214475176XB","浙江广慈医疗器械有限公司","C0312030790300502615","0002133","/","48af15cd-fa13-11e9-99e3-fa163e0a8baf","4.0×86","HBQ06P(G/Z)",null,"国械注准20173460964","全螺纹-2","是","是",null,"骨科四肢及骨盆内固定材料","f3315","cl331500238"]
[43143,20355,"骨科集中采购(创伤)","普通螺钉","金属接骨螺钉（全螺纹普通）（梅花）","浙江广慈医疗器械有限公司","9133028214475176XB","浙江广慈医疗器械有限公司","C0312030790300502615","0003915","/","486ee6a9-fa13-11e9-99e3-fa163e0a8baf","3.0×59","HBQ06P(G/Z)",null,"国械注准20173460964","全螺纹-2","是","是",null,"骨科四肢及骨盆内固定材料","f3315","cl331500238"]
[43213,20246,"骨科集中采购(创伤)","普通螺钉","金属接骨螺钉（全螺纹普通）（梅花）","浙江广慈医疗器械有限公司","9133028214475176XB","浙江广慈医疗器械有限公司","C0312030790300502615","0004639","/","4881fb64-fa13-11e9-99e3-fa163e0a8baf","3.0×50","HAQ06P(G/Z)",null,"国械注准20173460964","全螺纹-2","是","是",null,"骨科四肢及骨盆内固定材料","f3315","cl331500238"]
[43294,20355,"骨科集中采购(创伤)","普通螺钉","金属接骨螺钉（全螺纹普通）（梅花）","浙江广慈医疗器械有限公司","9133028214475176XB","浙江广慈医疗器械有限公司","C0312030790300502615","0005455","/","48c308f7-fa13-11e9-99e3-fa163e0a8baf","3.0×78","HBQ06P(G/Z)",null,"国械注准20173460964","全螺纹-2","是","是",null,"骨科四肢及骨盆内固定材料","f3315","cl331500238"]
[43436,20246,"骨科集中采购(创伤)","普通螺钉","金属接骨螺钉（全螺纹普通）（梅花）","浙江广慈医疗器械有限公司","9133028214475176XB","浙江广慈医疗器械有限公司","C0312030790300602615","0002435","/","486e407c-fa13-11e9-99e3-fa163e0a8baf","4.5×36","HAQ06P(G/Z)",null,"国械注准20173460964","全螺纹-3","是","是",null,"骨科四肢及骨盆内固定材料","f3315","cl331500238"]
[43519,19475,"骨科集中采购(创伤)","空心钉","中空螺钉系统（商品名：DARCO）（空心钉）","瑞毅医疗器械（上海）有限公司","9131000008869101X5","瑞毅医疗器械（上海）有限公司","C0312050790300800852","0000038","0100840420107190","753d51f3-83a7-11ea-8bcf-fa163e0a8baf","4.3毫米中空螺钉4.3X38MM","DCS04338","骨科材料","国械注进 20143136164","DARCO 4.3毫米中空螺钉","是","是",null,"骨科四肢及骨盆内固定材料","f3315","cl331500238"]
[43600,35528,"骨科集中采购(创伤)","普通螺钉","金属接骨螺钉（φ4.5）","创生医疗器械（中国）有限公司","91320412753910519M","创生医疗器械（中国）有限公司","C0312030790300604963","0000157","0106931720427997","149884d5-d055-11e9-953f-fa163e0a8baf","φ4.5×24球形(标准)、全牙","HAQ03型","骨科材料","国械注准20183461753","金属接骨螺钉-皮质骨螺钉-非灭菌/直径＞4mm以上","是","是",null,"骨科四肢及骨盆内固定材料","f3315","cl331500238"]
[43729,35534,"骨科集中采购(创伤)","普通螺钉","金属接骨螺钉（φ4.0普通半牙）","创生医疗器械（中国）有限公司","91320412753910519M","创生医疗器械（中国）有限公司","C0312040790301704963","0000051","0106931720429496","978dd771-d056-11e9-953f-fa163e0a8baf","φ4.0×12球形(标准)、全牙","HBQ03型","骨科材料","国械注准20183461753","金属接骨螺钉-松质骨螺钉-非锁定/全螺纹/非灭菌/2.7＜直径≤4mm","是","是",null,"骨科脊柱内固定材料","f3315","cg331500237","骨科内固定材料","f330601002","cl330601177","骨科四肢及骨盆内固定材料","f3315","cl331500238"]
[43825,35706,"骨科集中采购(创伤)","空心钉","中空螺钉（4.5中空螺钉）（灭菌）","创生医疗器械（中国）有限公司","91320412753910519M","创生医疗器械（中国）有限公司","C0305010790300204963","0000244","0106931720431055","3c3c67d7-cfc5-11e9-953f-fa163e0a8baf","L=28L0=8","φ4.5中空螺钉","骨科材料","国械注准20163462394","中空螺钉-空心拉力螺钉-非灭菌","是","是",null,"骨科四肢及骨盆内固定材料","f3315","cl331500238"]
[43874,35700,"骨科集中采购(创伤)","空心钉","中空螺钉（4.0中空螺钉）","创生医疗器械（中国）有限公司","91320412753910519M","创生医疗器械（中国）有限公司","C0305010790300204963","0000155","0106931720431581","3c3bf9e8-cfc5-11e9-953f-fa163e0a8baf","L=36L0=12","φ4.0中空螺钉","骨科材料","国械注准20163462394","中空螺钉-空心拉力螺钉-非灭菌","是","是",null,"骨科四肢及骨盆内固定材料","f3315","cl331500238"]
[44022,35835,"骨科集中采购(创伤)","空心钉","中空螺钉（3.0中空螺钉II）","创生医疗器械（中国）有限公司","91320412753910519M","创生医疗器械（中国）有限公司","C0305010790300204963","0000149","0106931720433066","3c3bf284-cfc5-11e9-953f-fa163e0a8baf","L=27L0=10","φ3.0中空螺钉Ⅱ","骨科材料","国械注准20163462394","中空螺钉-空心拉力螺钉-非灭菌","是","是",null,"骨科四肢及骨盆内固定材料","f3315","cl331500238"]
[44131,36016,"骨科集中采购(创伤)","交锁型股骨髓内钉","伽玛（γ）型带锁髓内钉（γ-II型4.0锁钉）","创生医疗器械（中国）有限公司","91320412753910519M","创生医疗器械（中国）有限公司","C0313110860300404963","0000167","0106931720445106","e017f1c4-d2eb-11e9-953f-fa163e0a8baf","L2=30","γ-Ⅱ型","骨科材料","国械注准20163462196","伽玛(γ)型带锁髓内钉-髓内钉配件-交锁钉/非灭菌(φ4锁钉)","是","是",null,"骨科四肢及骨盆内固定材料","f3315","cl331500238"]
[44219,36009,"骨科集中采购(创伤)","交锁型股骨髓内钉","股骨带锁髓内钉（II型股骨带锁髓内钉-锁钉）","创生医疗器械（中国）有限公司","91320412753910519M","创生医疗器械（中国）有限公司","C0313110860300404963","0000203","0106931720446578","3f3882d4-d2fa-11e9-953f-fa163e0a8baf","φ5×72","FYJN-Ⅱ","骨科材料","国械注准20163462395","股骨带锁髓内钉-髓内钉配件-交锁钉/非灭菌(锁钉)","是","是",null,"骨科四肢及骨盆内固定材料","f3315","cl331500238"]
[44260,35966,"骨科集中采购(创伤)","交锁型胫骨髓内钉","胫骨带锁髓内钉（II胫骨带锁髓内钉-5.0锁钉）","创生医疗器械（中国）有限公司","91320412753910519M","创生医疗器械（中国）有限公司","C0313110860300404963","0000263","0106931720447032","2043acc9-d2f5-11e9-953f-fa163e0a8baf","Ⅰ型L=54","TYJN-Ⅱ型","骨科材料","国械注准20163462306","胫骨带锁髓内钉-髓内钉配件-交锁钉/非灭菌(φ5锁钉)","是","是",null,"骨科四肢及骨盆内固定材料","f3315","cl331500238"]
[44405,35937,"骨科集中采购(创伤)","交锁型尺桡骨髓内钉","金属带锁髓内钉（通用逆行髓内钉-髓腔钉）（空心）","创生医疗器械（中国）有限公司","91320412753910519M","创生医疗器械（中国）有限公司","C0313090860300804963","0000001","0106931720448855","f4272e6d-cfb4-11e9-953f-fa163e0a8baf","φ2.0×440","通用逆行髓内钉","骨科材料","国械注准20163462197","金属带锁髓内钉-弹性髓内钉-不带尾帽/弯形/非灭菌(髓腔钉)","是","是",null,"骨科四肢及骨盆内固定材料","f3315","cl331500238"]
[44512,36072,"骨科集中采购(创伤)","交锁型股骨髓内钉","伽玛（γ）型带锁髓内钉（加长γ-III型髓腔钉）（空心）（灭菌）","创生医疗器械（中国）有限公司","91320412753910519M","创生医疗器械（中国）有限公司","C0313050860300504963","0000040","0106931720455310","4afa8a10-cfb1-11e9-953f-fa163e0a8baf","φ10×400×121°左空心","加长γ-Ⅲ型","骨科材料","国械注准20163462196","伽玛(γ)型带锁髓内钉-股骨髓内钉-干部/顺行/灭菌(髓腔钉)","是","是",null,"骨科四肢及骨盆内固定材料","f3315","cl331500238"]
[44566,35709,"骨科集中采购(创伤)","空心钉","中空螺钉（7.3中空螺钉）（灭菌）","创生医疗器械（中国）有限公司","91320412753910519M","创生医疗器械（中国）有限公司","C0305010790300104963","0000016","0106931720457871","7a30f1d9-cfc5-11e9-953f-fa163e0a8baf","L=90L0=16","φ7.3中空螺钉","骨科材料","国械注准20163462394","中空螺钉-空心拉力螺钉-灭菌","是","是",null,"骨科四肢及骨盆内固定材料","f3315","cl331500238"]
[44615,35530,"骨科集中采购(创伤)","普通螺钉","金属接骨螺钉（φ4.5自攻）","创生医疗器械（中国）有限公司","91320412753910519M","创生医疗器械（中国）有限公司","C0312030790300604963","0000165","0106931720458618","1498907b-d055-11e9-953f-fa163e0a8baf","φ4.5×32球形(标准)、全牙、自攻","HAQ03型","骨科材料","国械注准20183461753","金属接骨螺钉-皮质骨螺钉-非灭菌/直径＞4mm以上","是","是",null,"骨科四肢及骨盆内固定材料","f3315","cl331500238"]
[44710,35528,"骨科集中采购(创伤)","普通螺钉","金属接骨螺钉（φ4.5）","创生医疗器械（中国）有限公司","91320412753910519M","创生医疗器械（中国）有限公司","C0312030790300604963","0000171","0106931720461915","149897ce-d055-11e9-953f-fa163e0a8baf","φ4.5×40球形(平头)全牙","HAQ03型","骨科材料","国械注准20183461753","金属接骨螺钉-皮质骨螺钉-非灭菌/直径＞4mm以上","是","是",null,"骨科四肢及骨盆内固定材料","f3315","cl331500238"]
[44872,33442,"骨科集中采购(创伤)","尺骨锁定接骨板","锁定金属接骨板（尺桡骨LC-DCP接骨板II）","创生医疗器械（中国）有限公司","91320412753910519M","创生医疗器械（中国）有限公司","C0311060800201004963","0000007","0106931720465180","26bfd10a-cfa3-11e9-953f-fa163e0a8baf","6孔锥螺纹","尺桡骨LC-LCP接骨板","骨科材料","国械注准20163462195","锁定金属接骨板-桡骨接骨板-锁定加压/干部/非灭菌","是","是",null,"骨科四肢及骨盆内固定材料","f3315","cl331500238"]
[44921,31127,"骨科集中采购(创伤)","肱骨锁定接骨板","锁定金属接骨板（3.5肱骨近端外侧接骨板II）","创生医疗器械（中国）有限公司","91320412753910519M","创生医疗器械（中国）有限公司","C0311040800200804963","0000028","0106931720465777","59245dbd-cf9d-11e9-953f-fa163e0a8baf","3孔(长型)锥螺纹","3.5肱骨近端外侧接骨板Ⅱ","骨科材料","国械注准20163462195","锁定金属接骨板-肱骨接骨板-锁定加压/近端/非灭菌","是","是",null,"骨科四肢及骨盆内固定材料","f3315","cl331500238"]
[45003,35592,"骨科集中采购(创伤)","皮质骨锁定螺钉","锁定金属接骨螺钉（φ6.5自攻空心）","创生医疗器械（中国）有限公司","91320412753910519M","创生医疗器械（中国）有限公司","C0312050790301704963","0000025","0106931720467030","ecdbb926-cf86-11e9-953f-fa163e0a8baf","φ6.5×70锁定锥形自攻空心","HCZ06","骨科材料","国械注准20153460649","锁定金属接骨螺钉-空心钉-非埋头/锁定/非灭菌/4<直径≤7mm","是","是",null,"骨科四肢及骨盆内固定材料","f3315","cl331500238"]
[45146,33723,"骨科集中采购(创伤)","股骨锁定接骨板","锁定金属接骨板（股骨远端外侧接骨板IV）","创生医疗器械（中国）有限公司","91320412753910519M","创生医疗器械（中国）有限公司","C0311090800201204963","0000028","0106931720468464","40e951d6-cfa0-11e9-953f-fa163e0a8baf","17孔右锥形加压螺纹","股骨远端外侧接骨板Ⅳ","骨科材料","国械注准20163462195","锁定金属接骨板-股骨接骨板-锁定加压/远端/非灭菌","是","是",null,"骨科四肢及骨盆内固定材料","f3315","cl331500238"]
[45227,34591,"骨科集中采购(创伤)","胫骨锁定接骨板","锁定金属接骨板（3.5胫骨远端外侧接骨板II锥形加压螺纹）","创生医疗器械（中国）有限公司","91320412753910519M","创生医疗器械（中国）有限公司","C0311110800201204963","0000022","0106931720469379","200f4cc7-cfa2-11e9-953f-fa163e0a8baf","10孔右锥形加压螺纹","3.5胫骨远端外侧接骨板Ⅱ","骨科材料","国械注准20163462195","锁定金属接骨板-胫骨接骨板-锁定加压/远端/非灭菌","是","是",null,"骨科四肢及骨盆内固定材料","f3315","cl331500238"]
[45296,35474,"骨科集中采购(创伤)","胫骨锁定接骨板","锁定金属接骨板（4.5LCP弧形接骨板I锥形加压螺纹）","创生医疗器械（中国）有限公司","91320412753910519M","创生医疗器械（中国）有限公司","C0311150800201404963","0000011","0106931720470405","9c99ec14-cfa6-11e9-953f-fa163e0a8baf","8孔锥形加压螺纹","4.5LCP弧形接骨板Ⅰ","骨科材料","国械注准20163462195","锁定金属接骨板-通用接骨板-锁定加压/弧形/非灭菌","是","是",null,"骨科四肢及骨盆内固定材料","f3315","cl331500238"]
[45452,35584,"骨科集中采购(创伤)","皮质骨锁定螺钉","锁定金属接骨螺钉（φ5.0锥形自攻）（灭菌）","创生医疗器械（中国）有限公司","91320412753910519M","创生医疗器械（中国）有限公司","C0312020790300304963","0000106","0106931720476087","4dfa630d-cf8a-11e9-953f-fa163e0a8baf","φ5.0×70锁定锥形自攻","HCZ06","骨科材料","国械注准20153460649","锁定金属接骨螺钉-普通锁定螺钉-灭菌/直径＞4mm以上","是","是",null,"骨科四肢及骨盆内固定材料","f3315","cl331500238"]
[45533,35530,"骨科集中采购(创伤)","普通螺钉","金属接骨螺钉（φ4.5自攻）","创生医疗器械（中国）有限公司","91320412753910519M","创生医疗器械（中国）有限公司","C0312030790300604963","0000068","0106931720478401","1497fe01-d055-11e9-953f-fa163e0a8baf","φ4.5×44球形(平头)、全牙、自攻","HAQ03型","骨科材料","国械注准20183461753","金属接骨螺钉-皮质骨螺钉-非灭菌/直径＞4mm以上","是","是",null,"骨科四肢及骨盆内固定材料","f3315","cl331500238"]
[45589,35700,"骨科集中采购(创伤)","空心钉","中空螺钉（4.0中空螺钉）","创生医疗器械（中国）有限公司","91320412753910519M","创生医疗器械（中国）有限公司","C0305010790300204963","0000164","0106931720479231","3c3c04fb-cfc5-11e9-953f-fa163e0a8baf","L=56L0=18","φ4.0中空螺钉","骨科材料","国械注准20163462394","中空螺钉-空心拉力螺钉-非灭菌","是","是",null,"骨科四肢及骨盆内固定材料","f3315","cl331500238"]
[45758,36079,"骨科集中采购(创伤)","交锁型股骨髓内钉","伽玛（γ）型带锁髓内钉（标准γ-III型髓腔钉）（实心）（灭菌）","创生医疗器械（中国）有限公司","91320412753910519M","创生医疗器械（中国）有限公司","C0313050860300104963","0000063","0106931720487991","d4c8735b-cfb1-11e9-953f-fa163e0a8baf","φ12×240×121°","标准γ-Ⅲ型","骨科材料","国械注准20163462196","伽玛(γ)型带锁髓内钉-股骨髓内钉-近端/顺行/灭菌(髓腔钉)","是","是",null,"骨科四肢及骨盆内固定材料","f3315","cl331500238"]
[45786,35595,"骨科集中采购(创伤)","皮质骨锁定螺钉","锁定金属接骨螺钉（φ5.0自攻自钻）","创生医疗器械（中国）有限公司","91320412753910519M","创生医疗器械（中国）有限公司","C0312020790300604963","0000047","0106931720489377","7e57af37-cf88-11e9-953f-fa163e0a8baf","φ5.0×115锁定锥形自攻自钻","HCZ06","骨科材料","国械注准20153460649","锁定金属接骨螺钉-普通锁定螺钉-非灭菌/直径＞4mm以上","是","是",null,"骨科四肢及骨盆内固定材料","f3315","cl331500238"]
[45887,33053,"骨科集中采购(创伤)","普通螺钉","金属接骨螺钉（皮质骨螺钉）","天津市金兴达实业有限公司","911201026006646446","天津市金兴达实业有限公司","C0312030790300404755","0000179","0106937373151159","64bc541c-d561-11e9-953f-fa163e0a8baf","2.0×10","HAQ02","骨科材料","国械注准20173460114","金属接骨螺钉 皮质骨螺钉-1","是","是",null,"骨科四肢及骨盆内固定材料","f3315","cl331500238"]
[45968,33178,"骨科集中采购(创伤)","普通螺钉","金属接骨螺钉（松质骨螺钉）","天津市金兴达实业有限公司","911201026006646446","天津市金兴达实业有限公司","C0312040790301704755","0000052","0106937373156260","baea86c4-d55b-11e9-953f-fa163e0a8baf","4.0×44","HBQ03","骨科材料","国械注准20173460114","金属接骨螺钉 松质骨螺钉-1","是","是",null,"骨科四肢及骨盆内固定材料","f3315","cl331500238"]
[46079,33058,"骨科集中采购(创伤)","普通螺钉","金属接骨螺钉（皮质骨螺钉）","天津市金兴达实业有限公司","911201026006646446","天津市金兴达实业有限公司","C0312030790300504755","0000123","0106937373156918","64bc6a4f-d561-11e9-953f-fa163e0a8baf","3.5×48","HAQ03","骨科材料","国械注准20173460114","金属接骨螺钉 皮质骨螺钉-2","是","是",null,"骨科四肢及骨盆内固定材料","f3315","cl331500238"]
[46193,13329,"骨科集中采购(创伤)","腓骨普通接骨板","金属接骨板（腓骨远端外侧钢钣（Ⅱ型））","天津市威曼生物材料有限公司","91120116732801065H","天津市威曼生物材料有限公司","C0311120800200607152","0000029","0106938411707345",null,"142×9孔 右","YSZQ11-02","骨科材料","国械注准20173460516","腓骨远端外侧钢板(Ⅱ型)","是","是",null,"骨科四肢及骨盆内固定材料","f3315","cl331500238"]
[46274,13003,"骨科集中采购(创伤)","普通螺钉","金属接骨螺钉(皮质骨螺钉（全）)","天津市威曼生物材料有限公司","91120116732801065H","天津市威曼生物材料有限公司","C0312030790300407152","0000237","0106938411746337",null,"2.5×9","HAQ04-01","骨科材料","国械注准20153460950","皮质骨螺钉（全）-1","是","是",null,"骨科四肢及骨盆内固定材料","f3315","cl331500238"]
[46378,17152,"骨科集中采购(创伤)","普通螺钉","金属螺钉","常州奥斯迈医疗器械有限公司","913204117353335195","常州奥斯迈医疗器械有限公司","C0312040790302404223","0000033","0106939560402518","0f2d232b-d3c2-11e9-953f-fa163e0a8baf","Φ6.5×55、球形（标准）半牙","HBQ03型","骨科材料","国械注准20173460034","金属螺钉-松质骨螺钉-非锁定/非全螺纹/非灭菌/直径＞4mm以上","是","是",null,"骨科四肢及骨盆内固定材料","f3315","cl331500238"]
[46499,17112,"骨科集中采购(创伤)","普通螺钉","金属螺钉","常州奥斯迈医疗器械有限公司","913204117353335195","常州奥斯迈医疗器械有限公司","C0312040790301704223","0000061","0106939560407636","3dd5d7c8-d3c2-11e9-953f-fa163e0a8baf","Φ4.0×12、 球形（标准）全牙","HBQ03型","骨科材料","国械注准20173460034","金属螺钉-松质骨螺钉-非锁定/全螺纹/非灭菌/2.7＜直径≤4mm","是","是",null,"骨科四肢及骨盆内固定材料","f3315","cl331500238"]
[46580,17112,"骨科集中采购(创伤)","普通螺钉","金属螺钉","常州奥斯迈医疗器械有限公司","913204117353335195","常州奥斯迈医疗器械有限公司","C0312040790301704223","0000113","0106939560411152","3dd63139-d3c2-11e9-953f-fa163e0a8baf","Φ4.0×34、球形（平头）全牙","HBQ03型","骨科材料","国械注准20173460034","金属螺钉-松质骨螺钉-非锁定/全螺纹/非灭菌/2.7＜直径≤4mm","是","是",null,"骨科四肢及骨盆内固定材料","f3315","cl331500238"]
[46671,16408,"骨科集中采购(创伤)","胫骨锁定接骨板","锁定金属接骨板","常州奥斯迈医疗器械有限公司","913204117353335195","常州奥斯迈医疗器械有限公司","C0311110800201204223","0000009","0106939560415648","d7dc26f7-d394-11e9-953f-fa163e0a8baf","9孔、右、直螺纹","胫骨远端内侧接骨板Ⅱ","骨科材料","国械注准20163462198","锁定金属接骨板-胫骨接骨板-锁定加压/远端/非灭菌","是","是",null,"骨科四肢及骨盆内固定材料","f3315","cl331500238"]
[46805,17797,"骨科集中采购(创伤)","皮质骨锁定螺钉","锁定金属螺钉","常州奥斯迈医疗器械有限公司","913204117353335195","常州奥斯迈医疗器械有限公司","C0312010790300504223","0000012","0106939560417239","ea90c463-d42a-11e9-953f-fa163e0a8baf","Φ3.5×12、锁定球形（标准） 全牙 自攻","HCQ04型","骨科材料","国械注准20173460526","锁定金属螺钉-万向锁定螺钉-非灭菌/2.7＜直径≤4mm","是","是",null,"骨科四肢及骨盆内固定材料","f3315","cl331500238"]
[46886,16822,"骨科集中采购(创伤)","普通螺钉","金属螺钉","常州奥斯迈医疗器械有限公司","913204117353335195","常州奥斯迈医疗器械有限公司","C0312030790300404223","0000108","0106939560419981","151c8dd1-d3c1-11e9-953f-fa163e0a8baf","Φ2.7×26、 球形（标准）全牙　","HAQ02型","骨科材料","国械注准20173460034","金属螺钉-皮质骨螺钉-非灭菌/直径≤2.7mm以下","是","是",null,"骨科四肢及骨盆内固定材料","f3315","cl331500238"]
[46964,19542,"骨科集中采购(创伤)","交锁型股骨髓内钉","带锁髓内钉（Ф4锁钉 ）","常州奥斯迈医疗器械有限公司","913204117353335195","常州奥斯迈医疗器械有限公司","C0313110860300404223","0000063","0106939560423360","7cfb5b3e-d3a6-11e9-953f-fa163e0a8baf","L=65","加长伽玛（γ）型髓内钉","骨科材料","国械注准20163462400","带锁髓内钉-髓内钉配件-交锁钉/非灭菌(Φ4锁钉)","是","是",null,"骨科四肢及骨盆内固定材料","f3315","cl331500238"]
[47015,14993,"骨科集中采购(创伤)","桡骨锁定接骨板","锁定金属接骨板","常州奥斯迈医疗器械有限公司","913204117353335195","常州奥斯迈医疗器械有限公司","C0311150800201204223","0000067","0106939560424039","22b37c2e-d39a-11e9-953f-fa163e0a8baf","7孔、锥螺纹","2.5 LC-LCP接骨板","骨科材料","国械注准20163462198","锁定金属接骨板-通用接骨板-锁定加压/直形/非灭菌","是","是",null,"骨科四肢及骨盆内固定材料","f3315","cl331500238"]
[47160,17537,"骨科集中采购(创伤)","空心钉","空心金属螺钉","常州奥斯迈医疗器械有限公司","913204117353335195","常州奥斯迈医疗器械有限公司","C0305010790300204223","0000044","0106939560432331","a93f501f-d3bd-11e9-953f-fa163e0a8baf","Φ3.0×18 6、球形(标准) 自攻","HBQ04型","骨科材料","国械注准20173460033","空心金属螺钉-空心拉力螺钉-非灭菌(HB型中空螺钉)","是","是",null,"骨科四肢及骨盆内固定材料","f3315","cl331500238"]
[47257,19210,"骨科集中采购(创伤)","交锁型胫骨髓内钉","带锁髓内钉（髓腔钉 ）","常州奥斯迈医疗器械有限公司","913204117353335195","常州奥斯迈医疗器械有限公司","C0313060860300204223","0000017","0106939560438999","92140e38-d3a5-11e9-953f-fa163e0a8baf","φ8×340、空心","Ⅱ型胫骨髓内钉","骨科材料","国械注准20163462400","带锁髓内钉-胫骨髓内钉-骨干/直型/非灭菌(髓腔钉)","是","是",null,"骨科四肢及骨盆内固定材料","f3315","cl331500238"]
[47321,17801,"骨科集中采购(创伤)","皮质骨锁定螺钉","锁定金属螺钉","常州奥斯迈医疗器械有限公司","913204117353335195","常州奥斯迈医疗器械有限公司","C0312020790300604223","0000053","0106939560443252","5a1e1b44-d3c3-11e9-953f-fa163e0a8baf","Φ5.0×24、锁定锥形 全牙 自攻","HCZ04型","骨科材料","国械注准20173460526","锁定金属螺钉-普通锁定螺钉-非灭菌/直径＞4mm以上","是","是",null,"骨科四肢及骨盆内固定材料","f3315","cl331500238"]
[47454,19211,"骨科集中采购(创伤)","交锁型胫骨髓内钉","带锁髓内钉（交锁螺钉 ）","常州奥斯迈医疗器械有限公司","913204117353335195","常州奥斯迈医疗器械有限公司","C0313110860300404223","0000131","0106939560448653","bac9eb88-d3a6-11e9-953f-fa163e0a8baf","Φ5、L=84","Ⅱ型胫骨髓内钉","骨科材料","国械注准20163462400","带锁髓内钉-髓内钉配件-交锁钉/非灭菌(交锁螺钉)","是","是",null,"骨科四肢及骨盆内固定材料","f3315","cl331500238"]
[47546,25724,"骨科集中采购(创伤)","股骨锁定接骨板","锁定金属接骨板（滑动加压）","常州奥斯迈医疗器械有限公司","913204117353335195","常州奥斯迈医疗器械有限公司","C0311090800200804223","0000001","0106939560455224","9fb6202c-d38b-11e9-953f-fa163e0a8baf","11孔、左、锥形加压螺纹","股骨近端外侧接骨板Ⅲ","骨科材料","国械注准20163462198","锁定金属接骨板-股骨接骨板-锁定加压/近端/非灭菌","是","是",null,"骨科四肢及骨盆内固定材料","f3315","cl331500238"]
[47595,16484,"骨科集中采购(创伤)","股骨锁定接骨板","锁定金属接骨板","常州奥斯迈医疗器械有限公司","913204117353335195","常州奥斯迈医疗器械有限公司","C0311150800201204223","0000157","0106941071708621","22b48fd7-d39a-11e9-953f-fa163e0a8baf","20孔、直螺纹","直形复位接骨板Ⅱ","骨科材料","国械注准20163462198","锁定金属接骨板-通用接骨板-锁定加压/直形/非灭菌","是","是",null,"骨科四肢及骨盆内固定材料","f3315","cl331500238"]
[47747,17210,"骨科集中采购(创伤)","普通螺钉","金属螺钉","常州奥斯迈医疗器械有限公司","913204117353335195","常州奥斯迈医疗器械有限公司","C0312040790301804223","0000043","0106941071711904","6cdb1a78-d3c2-11e9-953f-fa163e0a8baf","Φ6.5×65、球形（平头）全牙 自攻","HBQ03型","骨科材料","国械注准20173460034","金属螺钉-松质骨螺钉-非锁定/全螺纹/非灭菌/直径＞4mm以上","是","是",null,"骨科四肢及骨盆内固定材料","f3315","cl331500238"]
[47852,17198,"骨科集中采购(创伤)","普通螺钉","金属螺钉","常州奥斯迈医疗器械有限公司","913204117353335195","常州奥斯迈医疗器械有限公司","C0312030790300504223","0000115","0106941071713465","2dde17ad-d3c0-11e9-953f-fa163e0a8baf","Φ3.5×46、球形（标准）全牙 自攻","HAQ04型","骨科材料","国械注准20173460034","金属螺钉-皮质骨螺钉-非灭菌/2.7＜直径≤4mm","是","是",null,"骨科四肢及骨盆内固定材料","f3315","cl331500238"]
[47901,17207,"骨科集中采购(创伤)","普通螺钉","金属螺钉","常州奥斯迈医疗器械有限公司","913204117353335195","常州奥斯迈医疗器械有限公司","C0312040790302304223","0000073","0106941071713953","e403ca64-d3c1-11e9-953f-fa163e0a8baf","Φ4.0×60、球形（标准）半牙 自攻","HBQ03型","骨科材料","国械注准20173460034","金属螺钉-松质骨螺钉-非锁定/非全螺纹/非灭菌/2.7＜直径≤4mm","是","是",null,"骨科四肢及骨盆内固定材料","f3315","cl331500238"]
[48040,32189,"骨科集中采购(创伤)","交锁型股骨髁上钉","带锁髓内钉(股骨髁上)","天津正天医疗器械有限公司","91120110746653833R","天津正天医疗器械有限公司","C0313050860301201884","0000017","0106941095001067","a1a66b86-da7c-11e9-953f-fa163e0a8baf","φ9×200mm","DDSⅤ","骨科材料","国械注准20173460572","带锁髓内钉 主钉 股骨髁上钉-3","是","是",null,"骨科四肢及骨盆内固定材料","f3315","cl331500238"]
[48062,32189,"骨科集中采购(创伤)","交锁型股骨髁上钉","带锁髓内钉(股骨髁上)","天津正天医疗器械有限公司","91120110746653833R","天津正天医疗器械有限公司","C0313050860300801884","0000007","0106941095001289","a1a5cdb4-da7c-11e9-953f-fa163e0a8baf","φ10×400mm","DDSⅤ","骨科材料","国械注准20173460572","带锁髓内钉 主钉 股骨髁上钉-2","是","是",null,"骨科四肢及骨盆内固定材料","f3315","cl331500238"]
[48207,35459,"骨科集中采购(创伤)","股骨锁定接骨板","锁定金属接骨板（直形复位接骨板II锥螺纹）","创生医疗器械（中国）有限公司","91320412753910519M","创生医疗器械（中国）有限公司","C0311150800201204963","0000170","0106941665934917","e33ddfb2-cfa8-11e9-953f-fa163e0a8baf","20孔锥螺纹","直形复位接骨板Ⅱ","骨科材料","国械注准20163462195","锁定金属接骨板-通用接骨板-锁定加压/直形/非灭菌","是","是",null,"骨科四肢及骨盆内固定材料","f3315","cl331500238"]
[48333,35709,"骨科集中采购(创伤)","空心钉","中空螺钉（7.3中空螺钉）（灭菌）","创生医疗器械（中国）有限公司","91320412753910519M","创生医疗器械（中国）有限公司","C0312050790302104963","0000017","0106941665943735","8fb57247-cfc4-11e9-953f-fa163e0a8baf","L=95 L0=32","φ7.3中空螺钉","骨科材料","国械注准20163462394","中空螺钉-空心钉-非埋头/非锁定/灭菌/直径＞7mm以上","是","是",null,"骨科四肢及骨盆内固定材料","f3315","cl331500238"]
[48432,32423,"骨科集中采购(创伤)","空心钉","空心螺钉","天津正天医疗器械有限公司","91120110746653833R","天津正天医疗器械有限公司","C0312050790302201884","0000019","0106943139634446","1bc3c304-da89-11e9-953f-fa163e0a8baf","φ4×30mm","HBKQ 03","骨科材料","国械注准20163462434","空心螺钉-4","是","是",null,"骨科四肢及骨盆内固定材料","f3315","cl331500238"]
[48513,32082,"骨科集中采购(创伤)","交锁型股骨髓内钉","带锁髓内钉(股骨领航者)","天津正天医疗器械有限公司","91120110746653833R","天津正天医疗器械有限公司","C0313050860300601884","0000052","0106943139641291","022f2475-da8c-11e9-953f-fa163e0a8baf","φ11×380mm","DDSⅥ 右","骨科材料","国械注准20173460572","带锁髓内钉 主钉 股骨重建钉-2","是","是",null,"骨科四肢及骨盆内固定材料","f3315","cl331500238"]
[48626,32423,"骨科集中采购(创伤)","空心钉","空心螺钉","天津正天医疗器械有限公司","91120110746653833R","天津正天医疗器械有限公司","C0312050790302201884","0000024","0106943139684342","1bc42be1-da89-11e9-953f-fa163e0a8baf","φ4×55mm","HBKQ 03","骨科材料","国械注准20163462434","空心螺钉-4","是","是",null,"骨科四肢及骨盆内固定材料","f3315","cl331500238"]
[48642,32066,"骨科集中采购(创伤)","交锁型股骨髓内钉","带锁髓内钉(PFNA)","天津正天医疗器械有限公司","91120110746653833R","天津正天医疗器械有限公司","C0313050860300201884","0000056","0106943139687053","e899a53a-da8b-11e9-953f-fa163e0a8baf","φ11×200mm","DDSⅣ","骨科材料","国械注准20173460572","带锁髓内钉 主钉 股骨粗隆间钉-1","是","是",null,"骨科四肢及骨盆内固定材料","f3315","cl331500238"]
[48819,18850,"骨科集中采购(创伤)","皮质骨锁定螺钉","桥接组合式内固定系统(锁定螺钉)","天津市威曼生物材料有限公司","91120116732801065H","天津市威曼生物材料有限公司","C0312020790300607152","0000813","0106956676161412","45f76c35-fee0-11ea-bf70-fa163e0a8baf","5.0×80","QZX02-02-01","骨科材料","国械注准20173460792","锁定螺钉-2","是","是",null,"骨科四肢及骨盆内固定材料","f3315","cl331500238"]
[48824,18850,"骨科集中采购(创伤)","皮质骨锁定螺钉","桥接组合式内固定系统(锁定螺钉)","天津市威曼生物材料有限公司","91120116732801065H","天津市威曼生物材料有限公司","C0312020790300607152","0000587","0106956676161702","45f768b3-fee0-11ea-bf70-fa163e0a8baf","4.5×25","QZX02-02-01","骨科材料","国械注准20173460792","锁定螺钉-2","是","是",null,"骨科四肢及骨盆内固定材料","f3315","cl331500238"]
[48948,18414,"骨科集中采购(创伤)","普通螺钉","直型骨板和接骨螺钉系统","史赛克（北京）医疗器械有限公司","911101017868512873","史赛克（北京）医疗器械有限公司","C0312030790100603633","0000485","04546540085627",null,"4.5x42mm","601042","骨科材料","国械注进20183461661","骨科材料/螺钉/皮质骨螺钉/不锈钢/灭菌/非灭菌/直径>4mm以上","是","是",null,"骨科四肢及骨盆内固定材料","f3315","cl331500238"]
[49021,18434,"骨科集中采购(创伤)","空心钉","空心螺钉(商品名：Asnis III)","史赛克（北京）医疗器械有限公司","911101017868512873","史赛克（北京）医疗器械有限公司","C0312050790301903633","0000056","04546540089823","c5d470f7-d3ad-11e9-953f-fa163e0a8baf","直径4.0mm，部分螺纹，长46mm","604646S","骨科材料","国食药监械(进)字2014第3464710号","Asnis III骨科耗材/螺钉/空心钉/钛合金-非埋头/非锁定/灭菌/直径≤4mm以下","是","是",null,"骨科四肢及骨盆内固定材料","f3315","cl331500238"]
[49173,19186,"骨科集中采购(创伤)","交锁型股骨髓内钉","金属髓内钉(商品名：S2)（主钉）","史赛克（北京）医疗器械有限公司","911101017868512873","史赛克（北京）医疗器械有限公司","C0313050860100503633","0000042","07613153291343","b614e95d-d379-11e9-953f-fa163e0a8baf","10x400 mm","1732-1040S","骨科材料","国械注进20153464231","S2骨科耗材/髓内钉/股骨髓内钉/不锈钢-普通干部/顺行/灭菌","是","是",null,"骨科四肢及骨盆内固定材料","f3315","cl331500238","骨科脊柱内固定材料","f3315","cg331500237","骨科内固定材料","f330601002","cl330601177"]
[49254,27147,"骨科集中采购(创伤)","胫骨锁定接骨板","骨折内固定锁定钢板系统(商品名：AxSOS)","史赛克（北京）医疗器械有限公司","911101017868512873","史赛克（北京）医疗器械有限公司","C0311150800101103633","0000032","07613154321957","702d2507-d462-11e9-953f-fa163e0a8baf","7 Hole / L133mm 5.0m","427107S","骨科材料","国食药监械(进)字2014第3461183号","AxSOS骨科耗材/接骨板/通用接骨板/不锈钢-锁定加压/直形/灭菌","是","是",null,"骨科四肢及骨盆内固定材料","f3315","cl331500238"]
[49314,18418,"骨科集中采购(创伤)","皮质骨锁定螺钉","骨折内固定锁定钢板系统(商品名：AxSOS)","史赛克（北京）医疗器械有限公司","911101017868512873","史赛克（北京）医疗器械有限公司","C0312020790100503633","0000021","07613154864225","7504aa08-d45f-11e9-953f-fa163e0a8baf","4.0mm / L32mm","371532","骨科材料","国食药监械(进)字2014第3461183号","AxSOS骨科耗材/螺钉/普通锁定螺钉/不锈钢-非灭菌/2.7＜直径≤4mm","是","是",null,"骨科四肢及骨盆内固定材料","f3315","cl331500238","骨科脊柱内固定材料","f3315","cg331500237","骨科内固定材料","f330601002","cl330601177"]
[49479,24283,"骨科集中采购(创伤)","空心钉","空心螺钉系统(6.5mm内六角空心螺钉, 部分螺纹(钛合金, 灭菌装))","施乐辉医用产品国际贸易（上海）有限公司","91310000607411498D","施乐辉医用产品国际贸易（上海）有限公司","C0305010790300106052","0000278",null,"0da8d941-e064-11ea-bf70-fa163e0a8baf","6.5mm X 90mm空心螺钉, 22mm部分螺纹, 钛合金 (灭菌装)","71107590S","骨科材料","国械注进20153133639","空心螺钉,部分螺纹 22mm部分螺纹 钛合金(灭菌装)","是","是",null,"骨科四肢及骨盆内固定材料","f3315","cl331500238"]
[49560,24295,"骨科集中采购(创伤)","空心钉","空心螺钉系统(7.0mm内六角空心螺钉, 部分螺纹(钛合金, 灭菌装))","施乐辉医用产品国际贸易（上海）有限公司","91310000607411498D","施乐辉医用产品国际贸易（上海）有限公司","C0305010790300106052","0000413",null,"a1dce2a6-e064-11ea-bf70-fa163e0a8baf","7.0mm X 125mm空心螺钉, 32mm部分螺纹, 钛合金 (灭菌装)","71108125","骨科材料","国械注进20153133639","空心螺钉,部分螺纹7.0mm 32mm部分螺纹 钛合金(灭菌装)","是","是",null,"骨科四肢及骨盆内固定材料","f3315","cl331500238"]
[49613,39246,"骨科集中采购(创伤)","动力髋加压钢板(DHS)","髋部动力加压螺钉系统(动力髋标准拉力头钉(不锈钢, 灭菌装))","施乐辉医用产品国际贸易（上海）有限公司","91310000607411498D","施乐辉医用产品国际贸易（上海）有限公司","C0305020790100106052","0000067",null,"a6ca91be-d391-11e9-953f-fa163e0a8baf","标准拉力螺钉, 60mm","121101","骨科材料","国械注进20153461469","标准拉力螺钉灭菌55-125mm","是","是",null,"骨科四肢及骨盆内固定材料","f3315","cl331500238"]
[49689,28108,"骨科集中采购(创伤)","交锁型股骨髁上钉","交锁髓内钉系统(商品名：TriGen)(TRIGEN 6.4mm内六角可把持重建交锁螺钉(钛合金, 灭菌装))","施乐辉医用产品国际贸易（上海）有限公司","91310000607411498D","施乐辉医用产品国际贸易（上海）有限公司","C0305020790300106052","0000022",null,"bc783e74-7321-11ea-948d-fa163e0a8baf","TriGen内六角可把持重建交锁螺钉, 6.4mm X 115mm","71642315","骨科材料","国械注进20153134228","内六角可把持重建交锁螺钉100-125mm","是","是",null,"骨科四肢及骨盆内固定材料","f3315","cl331500238"]
[49866,20808,"骨科集中采购(创伤)","锁骨锁定接骨板","金属锁定接骨板系统（锁定肩锁钩钢板）","苏州市康力骨科器械有限公司","91320582743110390H","苏州市康力骨科器械有限公司","C0311030800201807276","0000036",null,"2c25fd9d-dc2c-11e9-953f-fa163e0a8baf","锁定肩锁钩-高11mm 6孔左","SDB56","金属锁定接骨板系统SDB56","国械注准20173460052","金属锁定接骨板系统SDB56","是","是",null,"骨科四肢及骨盆内固定材料","f3315","cl331500238"]
[49906,11143,"骨科集中采购(创伤)","锁骨锁定接骨板","锁定金属接骨板(锁骨钩锁定接骨板)","苏州苏南捷迈得医疗器械有限公司","91320582720653982K","苏州苏南捷迈得医疗器械有限公司","C0311030800202001950","0000088",null,null,"右17孔","YJBL15","骨科集中采购(创伤)","国械注准20153130663","重建锁骨钩螺纹孔锁定板(纯钛)","是","是",null,"骨科四肢及骨盆内固定材料","f3315","cl331500238"]
[49995,11141,"骨科集中采购(创伤)","锁骨锁定接骨板","锁定金属接骨板(锁骨S型锁定接骨板)","苏州苏南捷迈得医疗器械有限公司","91320582720653982K","苏州苏南捷迈得医疗器械有限公司","C0311030800202201950","0000039",null,null,"右10孔","YJBL10","骨科集中采购(创伤)","国械注准20153130663","锁骨S型螺纹孔锁定板(纯钛)","是","是",null,"骨科四肢及骨盆内固定材料","f3315","cl331500238"]
[50076,23268,"骨科集中采购(创伤)","锁骨锁定接骨板","锁定接骨板系统（锁定接骨板）","常州华森医疗器械有限公司","91320412735743809M","常州华森医疗器械有限公司","C0311030800202206410","0000087",null,"d8240ce3-0064-11ea-99e3-fa163e0a8baf","7孔  (非灭菌 阳极氧化）","YSD26 锁骨S型锁定接骨板II型(左)  （结合孔 标准型）","骨科材料","国械注准20193131831","锁定接骨板系统(锁骨S型锁定接骨板II型(左/右))","是","是",null,"骨科四肢及骨盆内固定材料","f3315","cl331500238"]
[50199,24637,"骨科集中采购(创伤)","肱骨锁定接骨板","锁定接骨板(商品名：PERI-LOC)(PERI-LOC 2.7/3.5mm肱骨远端后外侧锁定接骨板 5-15孔(不锈钢, 灭菌装))","施乐辉医用产品国际贸易（上海）有限公司","91310000607411498D","施乐辉医用产品国际贸易（上海）有限公司","C0311040800101106052","0000014",null,"308d75dc-72ff-11ea-948d-fa163e0a8baf","肱骨后外侧锁定接骨板9孔，右侧， 132mm","71802709","骨科材料","国械注进20153132554","肱骨后外侧锁定接骨板灭菌5-9孔","是","是",null,"骨科四肢及骨盆内固定材料","f3315","cl331500238"]
[50301,23331,"骨科集中采购(创伤)","肱骨锁定接骨板","锁定接骨板系统（锁定接骨板）","常州华森医疗器械有限公司","91320412735743809M","常州华森医疗器械有限公司","C0311040800200806410","0002095",null,"3c4b80ae-0065-11ea-99e3-fa163e0a8baf","12孔  (非灭菌 阳极氧化）  δ3","YSD24 肱骨近端锁定接骨板III型  （结合孔 标准型）","骨科材料","国械注准20193131831","锁定接骨板系统(肱骨近端锁定接骨板III型)","是","是",null,"骨科四肢及骨盆内固定材料","f3315","cl331500238"]
[50396,26351,"骨科集中采购(创伤)","肱骨锁定接骨板","金属锁定接骨板系统（小型远端锁定板）","大博医疗科技股份有限公司","913502007617290664","大博医疗科技股份有限公司","C0311040800201200419","0000135",null,"7f313f09-d436-11e9-953f-fa163e0a8baf","左、右 6孔","SCLP03肱骨远端外侧Ⅰ型","骨科材料","国械注准20163462504","金属锁定接骨板系统-小型远端锁定板-2","是","是",null,"骨科四肢及骨盆内固定材料","f3315","cl331500238"]
[50526,11531,"骨科集中采购(创伤)","肱骨锁定接骨板","锁定接骨板（商品名：Synthes）-2.7/3.5mm肱骨远端锁定加压接骨板","强生（上海）医疗器材有限公司","91310115703465170L","强生（上海）医疗器材有限公司","C0311040800201209098","0000022",null,"78bb314f-d52b-11e9-953f-fa163e0a8baf","2.7/3.5mm肱骨远端锁定加压接骨板,内侧,3孔,纯钛,左","441.283","骨科材料","国械注进20183462026","肱骨远端接骨板，内侧，纯钛","是","是",null,"骨科四肢及骨盆内固定材料","f3315","cl331500238"]
[50607,12640,"骨科集中采购(创伤)","肱骨锁定接骨板","金属锁定接骨板","烟台索娜盟托医疗器械有限公司","91370600MA3DCQWD0H","烟台索娜盟托医疗器械有限公司","C0311040800301002365",{"$nulls":3},"8H 10x3 mm",274110008,"骨科材料","国械注进20153132228","肱骨LC-DCP锁定板 II代","是","是",null,"骨科四肢及骨盆内固定材料","f3315","cl331500238"]
[50689,10220,"骨科集中采购(创伤)","尺骨特殊功能锁定接骨板(万向锁定等)","金属锁定接骨板固定系统","江苏双羊医疗器械有限公司","91320582720518000L","江苏双羊医疗器械有限公司","C0311050800200805214","0000006",null,"53e03fd2-cace-11e9-953f-fa163e0a8baf","5孔左","锁定鹰嘴型","骨科材料","国械注准20163460576","锁定鹰嘴型","是","是",null,"骨科四肢及骨盆内固定材料","f3315","cl331500238","骨科内固定材料","f420000004","cl420000177","骨科脊柱内固定材料","f3315","cg331500237","骨科内固定材料","f330601002","cl330601177"]
[50736,11456,"骨科集中采购(创伤)","尺骨锁定接骨板","锁定接骨板（商品名：Synthes）-鹰嘴锁定加压接骨板","强生（上海）医疗器材有限公司","91310115703465170L","强生（上海）医疗器材有限公司","C0311050800200809098","0000010",null,"78bb72d2-d52b-11e9-953f-fa163e0a8baf","鹰嘴锁定加压接骨板，10孔，纯钛，左","436.511","骨科材料","国械注进20183462026","尺骨鹰嘴锁定加压接骨板 3.5mm，纯钛","是","是",null,"骨科四肢及骨盆内固定材料","f3315","cl331500238"]
[50881,12634,"骨科集中采购(创伤)","尺骨锁定接骨板","金属锁定接骨板","烟台索娜盟托医疗器械有限公司","91370600MA3DCQWD0H","烟台索娜盟托医疗器械有限公司","C0311050800300802365",{"$nulls":3},"4H",380110104,"骨科材料","国械注进20153132228","鹰嘴锁定板 II代","是","是",null,"骨科四肢及骨盆内固定材料","f3315","cl331500238"]
[50982,10226,"骨科集中采购(创伤)","桡骨特殊功能锁定接骨板(万向锁定等)","金属锁定接骨板固定系统","江苏双羊医疗器械有限公司","91320582720518000L","江苏双羊医疗器械有限公司","C0311060800200805214","0000008",null,"fb6fa447-cdf2-11e9-953f-fa163e0a8baf","8孔T形左右式","锁定2.0型系列","骨科材料","国械注准20163460576","锁定2.0型系列-1","是","是",null,"骨科四肢及骨盆内固定材料","f3315","cl331500238"]
[51042,19827,"骨科集中采购(创伤)","桡骨锁定接骨板","金属锁定接骨板钉系统（π形锁定接骨板）","浙江广慈医疗器械有限公司","9133028214475176XB","浙江广慈医疗器械有限公司","C0311060800201202615","0000474",null,"5381a9d9-0b57-11ea-99e3-fa163e0a8baf","16孔","YSDZ82","骨科材料","国械注准20143462306","π形锁定接骨板(右)","是","是",null,"骨科四肢及骨盆内固定材料","f3315","cl331500238"]
[51187,12805,"骨科集中采购(创伤)","桡骨锁定接骨板","锁定接骨板（商品名：Synthes）-锁定加压桡骨远端关节外接骨板2.4,掌侧","强生（上海）医疗器材有限公司","91310115703465170L","强生（上海）医疗器材有限公司","C0311060800201209098","0000001",null,"7923f248-d52b-11e9-953f-fa163e0a8baf","锁定加压桡骨远端关节外接骨板2.4,掌侧,右,干部3孔,头5孔,长度48mm,纯钛","442.458","骨科材料","国械注进20183462026","锁定加压桡骨远端关节外接骨板2.4,掌侧,纯钛，非灭菌","是","是",null,"骨科四肢及骨盆内固定材料","f3315","cl331500238"]
[51275,39362,"骨科集中采购(创伤)","跖骨钢板","金属支持型接骨板（小T型接骨板）","浙江科惠医疗器械股份有限公司","91330700768670546E","浙江科惠医疗器械股份有限公司","C0311070800200206083","0000006",null,"243341a1-d42b-11e9-953f-fa163e0a8baf","5孔厚度0.8","BC54型","骨科材料","国械注准20143132068","小T型接骨板","是","是",null,"骨科四肢及骨盆内固定材料","f3315","cl331500238"]
[51348,36952,"骨科集中采购(创伤)","掌骨钢板","金属微型接骨板（微创微型板）","大博医疗科技股份有限公司","913502007617290664","大博医疗科技股份有限公司","C0311070800202600419","0000035",null,"cd815393-ce23-11e9-953f-fa163e0a8baf","13孔","MIP-LI 微创重建型","骨科材料","国械注准20173460112","金属微型接骨板-微创微型板-4","是","是",null,"骨科四肢及骨盆内固定材料","f3315","cl331500238"]
[51493,36955,"骨科集中采购(创伤)","掌骨钢板","金属微型接骨板（微T型板）","大博医疗科技股份有限公司","913502007617290664","大博医疗科技股份有限公司","C0311070800202800419","0000009",null,"11c213ba-ce21-11e9-953f-fa163e0a8baf","左、右6孔","MTPⅡ型","骨科材料","国械注准20173460112","金属微型接骨板-微T型板-4","是","是",null,"骨科四肢及骨盆内固定材料","f3315","cl331500238"]
[51568,24740,"骨科集中采购(创伤)","重建锁定接骨板","锁定接骨板(商品名：PERI-LOC)(PERI-LOC 3.5mm重建锁定接骨板 4-14孔 (不锈钢, 灭菌装))","施乐辉医用产品国际贸易（上海）有限公司","91310000607411498D","施乐辉医用产品国际贸易（上海）有限公司","C0311080800101506052","0000001",null,"0373e38a-72ff-11ea-948d-fa163e0a8baf","3.5mm锁定重建接骨板8孔，94mm","71802608","骨科材料","国械注进20153132554","3.5mm锁定重建接骨板灭菌8-10孔","是","是",null,"骨科四肢及骨盆内固定材料","f3315","cl331500238"]
[51622,23742,"骨科集中采购(创伤)","股骨锁定接骨板","股骨近端锁定钢板系列(商品名：Peri-Loc)(PERI-LOC 4.5mm股骨近端锁定接骨板 2-18孔 (不锈钢, 灭菌装))","施乐辉医用产品国际贸易（上海）有限公司","91310000607411498D","施乐辉医用产品国际贸易（上海）有限公司","C0311090800100706052","0000021",null,"5ebffc90-2b77-11ea-b7cb-fa163e0a8baf","PERI-LOC 4.5mm股骨近端锁定钢板, 15孔, 342mm, 左 (灭菌装)","74800415","骨科材料","国械注进20143136143","4.5mm股骨近端锁定钢板(灭菌装)","是","是",null,"骨科四肢及骨盆内固定材料","f3315","cl331500238"]
[51703,10230,"骨科集中采购(创伤)","股骨特殊功能锁定接骨板(万向锁定等)","金属锁定接骨板固定系统","江苏双羊医疗器械有限公司","91320582720518000L","江苏双羊医疗器械有限公司","C0311090800200805214","0000008",null,"0020d8b8-cac7-11e9-953f-fa163e0a8baf","7孔左","锁定股骨近端型","骨科材料","国械注准20163460576","锁定股骨近端型","是","是",null,"骨科四肢及骨盆内固定材料","f3315","cl331500238"]
[51861,19460,"骨科集中采购(创伤)","股骨锁定接骨板","金属锁定接骨板钉系统（股骨远端外侧锁定加压接骨板）","浙江广慈医疗器械有限公司","9133028214475176XB","浙江广慈医疗器械有限公司","C0311090800201202615","0000355",null,null,"14孔","/",null,"国械注准20143462306","股骨远端外侧锁定加压接骨板(右)","是","是",null,"骨科四肢及骨盆内固定材料","f3315","cl331500238"]
[51928,20838,"骨科集中采购(创伤)","股骨锁定接骨板","金属锁定接骨板系统（锁定股骨远端外侧）","苏州市康力骨科器械有限公司","91320582743110390H","苏州市康力骨科器械有限公司","C0311090800201207276","0000006",null,"b3699a6f-dc2c-11e9-953f-fa163e0a8baf","15孔右","SDB60","金属锁定接骨板系统SDB60","国械注准20173460052","金属锁定接骨板系统SDB60","是","是",null,"骨科四肢及骨盆内固定材料","f3315","cl331500238"]
[52058,11870,"骨科集中采购(创伤)","股骨锁定接骨板","角度型接骨板系统-LCP 动力髋接骨板","强生（上海）医疗器材有限公司","91310115703465170L","强生（上海）医疗器材有限公司","C0311090800300809098","0000033",null,"791d6ff0-d52b-11e9-953f-fa163e0a8baf","LCP 动力髋接骨板 140°, 套管 长度 38 mm, 10 孔, 长度 188 mm, TAN","04.224.250","骨科材料","国械注进20153461145","LCP 动力髋接骨板 130°-150°, 套管长度25mm,-38mm， TAN, 非灭菌","是","是",null,"骨科四肢及骨盆内固定材料","f3315","cl331500238"]
[52089,11870,"骨科集中采购(创伤)","股骨锁定接骨板","角度型接骨板系统-LCP 动力髋接骨板","强生（上海）医疗器材有限公司","91310115703465170L","强生（上海）医疗器材有限公司","C0311090800300809098","0000064",null,"791db478-d52b-11e9-953f-fa163e0a8baf","LCP 动力髋接骨板 150°, 套管 长度 38 mm, 20 孔, 长度 348mm, TAN","04.224.299","骨科材料","国械注进20153461145","LCP 动力髋接骨板 130°-150°, 套管长度25mm,-38mm， TAN, 非灭菌","是","是",null,"骨科四肢及骨盆内固定材料","f3315","cl331500238"]
[52234,24713,"骨科集中采购(创伤)","胫骨锁定接骨板","锁定接骨板(商品名：PERI-LOC)(PERI-LOC 3.5mm胫骨远端前外侧锁定接骨板 4-13孔(不锈钢, 灭菌装))","施乐辉医用产品国际贸易（上海）有限公司","91310000607411498D","施乐辉医用产品国际贸易（上海）有限公司","C0311110800101106052","0000003",null,"5c63252e-72fc-11ea-948d-fa163e0a8baf","3.5mm 胫骨远端前侧6孔 98mm，左侧","71800606","骨科材料","国械注进20153132554","3.5mm胫骨远端前侧锁定接骨板灭菌4-6孔","是","是",null,"骨科四肢及骨盆内固定材料","f3315","cl331500238"]
[52351,10239,"骨科集中采购(创伤)","胫骨特殊功能锁定接骨板(万向锁定等)","金属锁定接骨板固定系统","江苏双羊医疗器械有限公司","91320582720518000L","江苏双羊医疗器械有限公司","C0311110800200805214","0000036",null,"326385fa-cac8-11e9-953f-fa163e0a8baf","13孔左(ⅢD)","锁定胫骨平台内侧型","骨科材料","国械注准20163460576","锁定胫骨平台内侧型","是","是",null,"骨科四肢及骨盆内固定材料","f3315","cl331500238"]
[52363,10239,"骨科集中采购(创伤)","胫骨特殊功能锁定接骨板(万向锁定等)","金属锁定接骨板固定系统","江苏双羊医疗器械有限公司","91320582720518000L","江苏双羊医疗器械有限公司","C0311110800200805214","0000048",null,"32639de9-cac8-11e9-953f-fa163e0a8baf","7孔左","锁定胫骨平台内侧型","骨科材料","国械注准20163460576","锁定胫骨平台内侧型","是","是",null,"骨科四肢及骨盆内固定材料","f3315","cl331500238"]
[52540,19356,"骨科集中采购(创伤)","重建锁定接骨板","金属锁定接骨板钉系统（限制性接触锁定加压接骨板（4.0 mm /4.5mm））","浙江广慈医疗器械有限公司","9133028214475176XB","浙江广慈医疗器械有限公司","C0311110800201002615","0000346",null,"a49ca46d-dec0-11ea-bf70-fa163e0a8baf","16孔4.0","ZSDZ02",null,"国械注准20143132306","限制性接触锁定加压接骨板3","是","是",null,"骨科四肢及骨盆内固定材料","f3315","cl331500238"]
[52644,19776,"骨科集中采购(创伤)","胫骨锁定接骨板","金属锁定接骨板钉系统（胫骨远端外侧叉形锁定加压接骨板）","浙江广慈医疗器械有限公司","9133028214475176XB","浙江广慈医疗器械有限公司","C0311110800201202615","0000607",null,"5b7eb666-163f-11ea-99e3-fa163e0a8baf","12孔","YSDZ46","骨科材料","国械注准20143462306","胫骨远端外侧叉形锁定加压接骨板(左)","是","是",null,"骨科四肢及骨盆内固定材料","f3315","cl331500238"]
[52669,10243,"骨科集中采购(创伤)","胫骨特殊功能锁定接骨板(万向锁定等)","金属锁定接骨板固定系统","江苏双羊医疗器械有限公司","91320582720518000L","江苏双羊医疗器械有限公司","C0311110800201205214","0000020",null,"16045227-ce0b-11e9-953f-fa163e0a8baf","5孔右(ⅢD)","锁定胫骨远端外侧型","骨科材料","国械注准20163460576","锁定胫骨远端外侧型","是","是",null,"骨科四肢及骨盆内固定材料","f3315","cl331500238"]
[52750,36214,"骨科集中采购(创伤)","胫骨锁定接骨板","锁定接骨板系统（锁定接骨板）","常州华森医疗器械有限公司","91320412735743809M","常州华森医疗器械有限公司","C0311110800201206410","0001996",null,"5ae64b3b-005e-11ea-99e3-fa163e0a8baf","10孔  (非灭菌 阳极氧化）  δ3.5","YSD13 胫骨远端内侧锁定接骨板I型(右)  （圆孔 标准型）","骨科材料","国械注准20193131831","锁定接骨板系统(胫骨远端内侧锁定接骨板I型(左/右))","是","是",null,"骨科四肢及骨盆内固定材料","f3315","cl331500238"]
[52848,20887,"骨科集中采购(创伤)","胫骨锁定接骨板","金属锁定接骨板系统（锁定胫骨远端内侧）","苏州市康力骨科器械有限公司","91320582743110390H","苏州市康力骨科器械有限公司","C0311110800201207276","0000049",null,"2c39f310-dc2d-11e9-953f-fa163e0a8baf","10孔右","SDB78","金属锁定接骨板系统SDB78","国械注准20173460052","金属锁定接骨板系统SDB78","是","是",null,"骨科四肢及骨盆内固定材料","f3315","cl331500238"]
[52975,10238,"骨科集中采购(创伤)","胫骨特殊功能锁定接骨板(万向锁定等)","金属锁定接骨板固定系统","江苏双羊医疗器械有限公司","91320582720518000L","江苏双羊医疗器械有限公司","C0311110800201405214","0000014",null,"dd738282-cad4-11e9-953f-fa163e0a8baf","9孔右(ⅢD)","万向锁定胫骨平台内侧型","骨科材料","国械注准20163460576","万向锁定胫骨平台内侧型","是","是",null,"骨科四肢及骨盆内固定材料","f3315","cl331500238"]
[53056,33642,"骨科集中采购(创伤)","胫骨特殊功能锁定接骨板(万向锁定等)","金属锁定接骨板(胫骨近端外侧锁定板-1)","山东康盛医疗器械有限公司","91370900561446934M","山东康盛医疗器械有限公司","C0311110800201410667","0000045",null,"e72025fe-d3a3-11e9-953f-fa163e0a8baf","6孔右","YSZ28","骨科材料","国械注准20173464215","胫骨近端外侧锁定板-1（5.0万向）","是","是",null,"骨科四肢及骨盆内固定材料","f3315","cl331500238"]
[53141,12648,"骨科集中采购(创伤)","胫骨锁定接骨板","金属锁定接骨板","烟台索娜盟托医疗器械有限公司","91370600MA3DCQWD0H","烟台索娜盟托医疗器械有限公司","C0311110800300802365",{"$nulls":3},"11H",280200611,"骨科材料","国械注进20153132228","胫骨LC-DCP锁定板 II代","是","是",null,"骨科四肢及骨盆内固定材料","f3315","cl331500238"]
[53281,20011,"骨科集中采购(创伤)","胫骨锁定接骨板","锁定型金属接骨板螺钉系统(商品名：NCB)(NCB胫骨近端3孔外侧接骨板)","捷迈（上海）医疗国际贸易有限公司","913100007340651456","捷迈（上海）医疗国际贸易有限公司","C0311110800301307551","0000027",null,"0e0a1b94-d702-11e9-953f-fa163e0a8baf","7孔x172mm","02.02261.307","骨科材料","国械注进20183461997","NCB胫骨近端3孔外侧锁定接骨板，灭菌","是","是",null,"骨科四肢及骨盆内固定材料","f3315","cl331500238"]
[53362,36919,"骨科集中采购(创伤)","腓骨普通接骨板","金属解剖型接骨板（小型远端板）","大博医疗科技股份有限公司","913502007617290664","大博医疗科技股份有限公司","C0311120800200600419","0000019",null,"fde83e82-cf78-11e9-953f-fa163e0a8baf","左4孔","JSQ08腓骨远端Ⅰ型","骨科材料","国械注准20173460780","金属解剖型接骨板-小型远端板-4","是","是",null,"骨科四肢及骨盆内固定材料","f3315","cl331500238"]
[53434,19407,"骨科集中采购(创伤)","腓骨锁定接骨板","金属锁定接骨板钉系统（腓骨远端锁定加压接骨板Ⅱ）","浙江广慈医疗器械有限公司","9133028214475176XB","浙江广慈医疗器械有限公司","C0311120800201202615","0000203",null,"922d7c56-eb4b-11ea-bf70-fa163e0a8baf","3孔2.0","YSDZ18",null,"国械注准20143132306","腓骨远端锁定加压接骨板Ⅱ","是","是",null,"骨科四肢及骨盆内固定材料","f3315","cl331500238"]
[53587,26589,"骨科集中采购(创伤)","跟骨锁定接骨板","金属锁定接骨板系统（跟骨锁定板）","大博医疗科技股份有限公司","913502007617290664","大博医疗科技股份有限公司","C0311130800200400419","0000007",null,"a86daaa2-d50c-11e9-953f-fa163e0a8baf","左90mm","SCLP12Ⅰ型","骨科材料","国械注准20163462504","金属锁定接骨板系统-跟骨锁定板-2","是","是",null,"骨科四肢及骨盆内固定材料","f3315","cl331500238"]
[53631,10246,"骨科集中采购(创伤)","跟骨特殊功能锁定接骨板(万向锁定等)","金属锁定接骨板固定系统","江苏双羊医疗器械有限公司","91320582720518000L","江苏双羊医疗器械有限公司","C0311130800200405214","0000018",null,"917240d2-cac5-11e9-953f-fa163e0a8baf","12孔右(60mm)平板","锁定跟骨型","骨科材料","国械注准20163460576","锁定跟骨型","是","是",null,"骨科四肢及骨盆内固定材料","f3315","cl331500238"]
[53716,17395,"骨科集中采购(创伤)","指(趾)骨钢板","金属直型接骨板","烟台索娜盟托医疗器械有限公司","91370600MA3DCQWD0H","烟台索娜盟托医疗器械有限公司","C0311150800100202365",{"$nulls":3},"4H",934626004,"骨科材料","国械注进20163461489","1/4管型-S","是","是",null,"骨科四肢及骨盆内固定材料","f3315","cl331500238"]
[53797,33243,"骨科集中采购(创伤)","桡骨锁定接骨板","接骨钢板螺钉系统-直型锁定钢板(商品名：Zimmer 通用锁定(Zimmer Universal Locking))(2.7mm加压锁定钢板)","捷迈（上海）医疗国际贸易有限公司","913100007340651456","捷迈（上海）医疗国际贸易有限公司","C0311150800101107551","0000036",null,"7cf17237-d6b6-11e9-953f-fa163e0a8baf","2孔,26mm","47-4928-002-07","骨科材料","国械注进20173461567","2.7mm加压锁定钢板，灭菌","是","是",null,"骨科四肢及骨盆内固定材料","f3315","cl331500238"]
[53924,38982,"骨科集中采购(创伤)","尺骨普通接骨板","金属直型接骨板（管状钢板）","浙江科惠医疗器械股份有限公司","91330700768670546E","浙江科惠医疗器械股份有限公司","C0311150800200606083","0000019",null,"a65f3553-d372-11e9-953f-fa163e0a8baf","3孔，宽度5.5mm（微弧阳极氧化处理）","ZSQ01型","骨科材料","国械注准20173464298","管状钢板","是","是",null,"骨科四肢及骨盆内固定材料","f3315","cl331500238"]
[54022,28318,"骨科集中采购(创伤)","尺骨锁定接骨板","金属锁定接骨板（3.5mm锁定加压接骨板（窄,LC-LCP））","浙江科惠医疗器械股份有限公司","91330700768670546E","浙江科惠医疗器械股份有限公司","C0311150800201206083","0000300",null,"9816ed91-9001-11ea-8bcf-fa163e0a8baf","7孔（微弧阳极氧化）","ZSQ24型","骨科材料","国械注准20153130877","3.5mm锁定加压接骨板(窄,LC-LCP)","是","是",null,"骨科四肢及骨盆内固定材料","f3315","cl331500238"]
[54103,11557,"骨科集中采购(创伤)","股骨锁定接骨板","锁定接骨板（商品名：Synthes）-限制接触-锁定加压接骨板4.5/5.0，宽","强生（上海）医疗器材有限公司","91310115703465170L","强生（上海）医疗器材有限公司","C0311150800201209098","0000058",null,"79217779-d52b-11e9-953f-fa163e0a8baf","限制接触-锁定加压接骨板4.5/5.0，宽，24孔","226.741","骨科材料","国械注进20183462026","限制接触-锁定加压接骨板4.5/5.0，不锈钢，宽，非灭菌","是","是",null,"骨科四肢及骨盆内固定材料","f3315","cl331500238"]
[54217,26595,"骨科集中采购(创伤)","重建锁定接骨板","金属锁定接骨板系统（重建锁定板）","大博医疗科技股份有限公司","913502007617290664","大博医疗科技股份有限公司","C0311150800301200419","0000029",null,"e2f82e04-d50b-11e9-953f-fa163e0a8baf","7孔","SCLP16I型","骨科材料","国械注准20163462504","金属锁定接骨板系统-重建锁定板-6","是","是",null,"骨科四肢及骨盆内固定材料","f3315","cl331500238"]
[54328,28253,"骨科集中采购(创伤)","肱骨锁定接骨板","金属锁定接骨板（肱骨近端锁定接骨板Ⅱ）","浙江科惠医疗器械股份有限公司","91330700768670546E","浙江科惠医疗器械股份有限公司","C0311200800200206083","0000036",null,"c7fd3b04-900a-11ea-8bcf-fa163e0a8baf","4孔（微弧阳极氧化）","BCS14型","骨科材料","国械注准20153130877","肱骨近端锁定接骨板Ⅱ","是","是",null,"骨科四肢及骨盆内固定材料","f3315","cl331500238"]
[54377,24705,"骨科集中采购(创伤)","特殊功能螺钉(双头加压、远端锁定等)","金属接骨板螺钉系统(商品名：NCB)(NCB自钻中空螺钉*)","捷迈（上海）医疗国际贸易有限公司","913100007340651456","捷迈（上海）医疗国际贸易有限公司","C0312010790300207551","0000027",null,"30154164-d6ec-11e9-953f-fa163e0a8baf","NCB自钻中空螺钉","02.03157.034","骨科材料","国械注进20183461997","NCB自钻中空螺钉","是","是",null,"骨科四肢及骨盆内固定材料","f3315","cl331500238","骨科脊柱内固定材料","f3315","cg331500237","骨科内固定材料","f330601002","cl330601177"]
[54510,10269,"骨科集中采购(创伤)","松质骨锁定螺钉","金属锁定接骨板固定系统","江苏双羊医疗器械有限公司","91320582720518000L","江苏双羊医疗器械有限公司","C0312010790300505214","0000018",null,"28543797-cdf7-11e9-953f-fa163e0a8baf","4.0×36mm","锁定钉HC06型","骨科材料","国械注准20163460576","锁定钉HC06型-1","是","是",null,"骨科四肢及骨盆内固定材料","f3315","cl331500238"]
[54634,20918,"骨科集中采购(创伤)","特殊功能螺钉(双头加压、远端锁定等)","金属接骨螺钉(商品名：NCB MotionLoc)(双螺纹锁定钉, 直径5.0 mm)","捷迈（上海）医疗国际贸易有限公司","913100007340651456","捷迈（上海）医疗国际贸易有限公司","C0312010790300607551","0000052",null,"9ca82270-d700-11e9-953f-fa163e0a8baf","46 mm","02.03161.046","骨科材料","国械注进20173461099","双螺纹锁定钉， 直径5.0 mm","是","是",null,"骨科四肢及骨盆内固定材料","f3315","cl331500238"]
[54683,24697,"骨科集中采购(创伤)","特殊功能螺钉(双头加压、远端锁定等)","金属接骨板螺钉系统(商品名：NCB)(NCB自攻螺钉*)","捷迈（上海）医疗国际贸易有限公司","913100007340651456","捷迈（上海）医疗国际贸易有限公司","C0312010790300607551","0000182",null,"876560de-805a-11ea-8bcf-fa163e0a8baf","5.0x65(mm)","02.03150.065","骨科材料","国械注进20183461997","5.0mmNCB自攻螺钉","是","是",null,"骨科四肢及骨盆内固定材料","f3315","cl331500238"]
[54803,27383,"骨科集中采购(创伤)","皮质骨锁定螺钉","多向锁定钢板螺钉系列(商品名：Peri-Loc)(PERI-LOC VLP 3.5mm内六角皮质骨自攻锁定螺钉 (不锈钢; 灭菌装))","施乐辉医用产品国际贸易（上海）有限公司","91310000607411498D","施乐辉医用产品国际贸易（上海）有限公司","C0312020790100206052","0000212",null,"3e8a03b6-72f1-11ea-948d-fa163e0a8baf","PERI-LOC VLP 3.5mm内六角皮质骨自攻锁定螺钉, 42mm (不锈钢, 灭菌装)","71801242","骨科材料","国械注进20153131096","内六角皮质骨自攻锁定螺钉3.5mm(不锈钢,灭菌装)","是","是",null,"骨科四肢及骨盆内固定材料","f3315","cl331500238"]
[54908,24605,"骨科集中采购(创伤)","皮质骨锁定螺钉","锁定接骨螺钉(商品名：PERI-LOC)(PERI-LOC 2.5mm内六角皮质骨自攻锁定螺钉 (不锈钢))","施乐辉医用产品国际贸易（上海）有限公司","91310000607411498D","施乐辉医用产品国际贸易（上海）有限公司","C0312020790100406052","0000026",null,"d1ef745a-7301-11ea-948d-fa163e0a8baf","2.5mm自攻皮质骨锁定螺钉20mm","71822420","骨科材料","国械注进20153132553","自攻皮质骨锁定螺钉10mm-20mm 非灭菌","是","是",null,"骨科四肢及骨盆内固定材料","f3315","cl331500238"]
[55000,12781,"骨科集中采购(创伤)","皮质骨锁定螺钉","锁定接骨螺钉-2.4mm锁定头螺钉，自攻","强生（上海）医疗器材有限公司","91310115703465170L","强生（上海）医疗器材有限公司","C0312020790100409098","0000074",null,"793d1563-d52b-11e9-953f-fa163e0a8baf","2.4mm锁定头螺钉，自攻型，长 24 mm, 不锈钢","212.824","骨科材料","国械注进20173466154","锁定螺钉，星型内角，自攻，2.4mm，不锈钢，非灭菌","是","是",null,"骨科四肢及骨盆内固定材料","f3315","cl331500238"]
[55069,27385,"骨科集中采购(创伤)","皮质骨锁定螺钉","多向锁定钢板螺钉系列(商品名：Peri-Loc)(PERI-LOC VLP 3.5mm皮质骨自攻锁定螺钉 (不锈钢))","施乐辉医用产品国际贸易（上海）有限公司","91310000607411498D","施乐辉医用产品国际贸易（上海）有限公司","C0312020790100506052","0000106",null,"5753661a-72f4-11ea-948d-fa163e0a8baf","PERI-LOC VLP 3.5mm内六角皮质骨自攻锁定螺钉, 6mm (不锈钢)","71821206","骨科材料","国械注进20153131096","内六角皮质骨自攻锁定螺钉3.5mm(不锈钢)","是","是",null,"骨科四肢及骨盆内固定材料","f3315","cl331500238"]
[55214,24611,"骨科集中采购(创伤)","皮质骨锁定螺钉","锁定接骨螺钉(商品名：PERI-LOC)(PERI-LOC 4.5mm内六角皮质骨自攻锁定螺钉 (不锈钢))","施乐辉医用产品国际贸易（上海）有限公司","91310000607411498D","施乐辉医用产品国际贸易（上海）有限公司","C0312020790100606052","0000141",null,"1fa773d6-7324-11ea-948d-fa163e0a8baf","4.5mm自攻皮质骨锁定螺钉76mm","71827076","骨科材料","国械注进20153134224","4.5mm自攻皮质骨锁定螺钉非灭菌","是","是",null,"骨科四肢及骨盆内固定材料","f3315","cl331500238"]
[55293,12616,"骨科集中采购(创伤)","皮质骨锁定螺钉","锁定接骨螺钉-5.0mm锁定头螺钉","强生（上海）医疗器材有限公司","91310115703465170L","强生（上海）医疗器材有限公司","C0312020790100609098","0000030",null,"79671289-d52b-11e9-953f-fa163e0a8baf","5.0mm锁定头螺钉，自钻，不锈钢，长22mm","213.422","骨科材料","国械注进20173466154","5.0mm锁定头螺钉，自攻，不锈钢，非灭菌","是","是",null,"骨科四肢及骨盆内固定材料","f3315","cl331500238","骨科脊柱内固定材料","f3315","cg331500237","骨科内固定材料","f330601002","cl330601177"]
[55375,21634,"骨科集中采购(创伤)","皮质骨锁定螺钉","锁定接骨螺钉-3.5mm锁定头螺钉，自钻/自攻","强生（上海）医疗器材有限公司","91310115703465170L","强生（上海）医疗器材有限公司","C0312020790300209098","0000036",null,"794e3b63-d52b-11e9-953f-fa163e0a8baf","3.5毫米直径锁定螺钉，自攻，90毫米，TAN，灭菌包装","413.090S","骨科材料","国械注进20173466154","3.5mm锁定螺钉，内六角，自攻，钛合金，灭菌","是","是",null,"骨科四肢及骨盆内固定材料","f3315","cl331500238","骨科内固定材料","f330601002","cl330601177"]
[55424,21631,"骨科集中采购(创伤)","皮质骨锁定螺钉","锁定接骨螺钉-5.0mm锁定头螺钉","强生（上海）医疗器材有限公司","91310115703465170L","强生（上海）医疗器材有限公司","C0312020790300309098","0000055",null,"7965fb48-d52b-11e9-953f-fa163e0a8baf","5.0mm锁定头螺钉，自钻，钛合金，长80mm，灭菌包装","413.480S","骨科材料","国械注进20173466154","5.0mm锁定头螺钉，自钻，钛合金，灭菌","是","是",null,"骨科四肢及骨盆内固定材料","f3315","cl331500238","骨科脊柱内固定材料","f3315","cg331500237","骨科内固定材料","f330601002","cl330601177"]
[55586,30148,"骨科集中采购(创伤)","皮质骨锁定螺钉","金属锁定接骨螺钉","浙江科惠医疗器械股份有限公司","91330700768670546E","浙江科惠医疗器械股份有限公司","C0312020790300406083","0011105",null,"6f37eb22-6a40-11ea-9dc4-fa163e0a8baf","Φ2.4×42,全螺纹（经阳极氧化处理）","HAS04Ⅰ","骨科材料","国械注准20153130878","金属锁定接骨螺钉HAS(直径1.5-2.7)","是","是",null,"骨科四肢及骨盆内固定材料","f3315","cl331500238"]
[55649,30147,"骨科集中采购(创伤)","皮质骨锁定螺钉","金属锁定接骨螺钉","浙江科惠医疗器械股份有限公司","91330700768670546E","浙江科惠医疗器械股份有限公司","C0312020790300406083","0011639",null,"6f41918c-6a40-11ea-9dc4-fa163e0a8baf","Φ2.0×57,全螺纹（经阳极氧化处理）","HAS04Ⅰ","骨科材料","国械注准20153130878","金属锁定接骨螺钉HAS(直径1.5-2.7)","是","是",null,"骨科四肢及骨盆内固定材料","f3315","cl331500238"]
[55730,30149,"骨科集中采购(创伤)","皮质骨锁定螺钉","金属锁定接骨螺钉","浙江科惠医疗器械股份有限公司","91330700768670546E","浙江科惠医疗器械股份有限公司","C0312020790300406083","0012312",null,"6f4520c8-6a40-11ea-9dc4-fa163e0a8baf","Φ2.7×66,全螺纹（经阳极氧化处理）","HAS04Ⅰ","骨科材料","国械注准20153130878","金属锁定接骨螺钉HAS(直径1.5-2.7)","是","是",null,"骨科四肢及骨盆内固定材料","f3315","cl331500238"]
[55879,23682,"骨科集中采购(创伤)","松质骨锁定螺钉","锁定接骨板系统（加压螺钉）","常州华森医疗器械有限公司","91320412735743809M","常州华森医疗器械有限公司","C0312020790300406410","0001865",null,"5c8d98d7-0050-11ea-99e3-fa163e0a8baf","Φ2.7×42    （非灭菌 阳极氧化）","Φ2.7×42","骨科材料","国械注准20193131831","锁定接骨板系统(加压螺钉) （φ2.7）","是","是",null,"骨科四肢及骨盆内固定材料","f3315","cl331500238"]
[55955,33684,"骨科集中采购(创伤)","皮质骨锁定螺钉","上肢微型锁定钢板系统(2.5mm 锁定钉， 全螺纹)","邦美（上海）商贸有限公司","913100007340651456","捷迈（上海）医疗国际贸易有限公司","C0312020790300407551","0000105",null,"3ce7d136-c2a9-11e9-974a-fa163e0a8baf","2.5mm 全螺纹锁定钉,26mm","FP26","骨科材料","国械注进20183132302","2.5mm 全螺纹锁定螺钉","是","是",null,"骨科四肢及骨盆内固定材料","f3315","cl331500238"]
[56036,10102,"骨科集中采购(创伤)","皮质骨锁定螺钉","万向锁定金属接骨板系统","山东航维骨科医疗器械股份有限公司","91370700753509119M","山东航维骨科医疗器械股份有限公司","C0312020790300500156","0000017",null,null,"直径3.5mm长度38mm","SHASZ06","03-骨科材料","国械注准20173460523","万向锁定金属接骨板系统-接骨螺钉-2","是","是",null,"骨科四肢及骨盆内固定材料","f3315","cl331500238"]
[56178,27154,"骨科集中采购(创伤)","皮质骨锁定螺钉","金属锁定接骨板系统（自攻型规则螺纹锥型锁定钉Ⅰ型）","大博医疗科技股份有限公司","913502007617290664","大博医疗科技股份有限公司","C0312020790300500419","0000752",null,"eba4d1f2-d816-11e9-953f-fa163e0a8baf","φ3.5*37mm","RTCLS01","骨科材料","国械注准20163462504","金属锁定接骨板系统-自攻型规则螺纹锥型锁定钉Ⅰ型-5","是","是",null,"骨科四肢及骨盆内固定材料","f3315","cl331500238"]
[56261,26755,"骨科集中采购(创伤)","皮质骨锁定螺钉","金属锁定接骨板系统（自攻型规则螺纹锥型锁定钉II型）","大博医疗科技股份有限公司","913502007617290664","大博医疗科技股份有限公司","C0312020790300500419","0001494",null,"d5c14294-d816-11e9-953f-fa163e0a8baf","φ3.5*62mm","RTCLS01","骨科材料","国械注准20163462504","金属锁定接骨板系统-自攻型规则螺纹锥型锁定钉II型-5","是","是",null,"骨科四肢及骨盆内固定材料","f3315","cl331500238"]
[56342,11523,"骨科集中采购(创伤)","皮质骨锁定螺钉","锁定金属接骨螺钉（自攻型）","苏州苏南捷迈得医疗器械有限公司","91320582720653982K","苏州苏南捷迈得医疗器械有限公司","C0312020790300501950","0000141",null,"8aaa99b3-d820-11e9-953f-fa163e0a8baf","4.0*59mm","HCJQB03","骨科集中采购(创伤)","国械注准20173464294","4.0mm锁定金属接骨螺钉（钛合金）内六角","是","是",null,"骨科四肢及骨盆内固定材料","f3315","cl331500238"]
[56471,12059,"骨科集中采购(创伤)","松质骨锁定螺钉","锁定螺钉","烟台索娜盟托医疗器械有限公司","91370600MA3DCQWD0H","烟台索娜盟托医疗器械有限公司","C0312020790300502365",{"$nulls":3},"6.5x105mm",260965105,"骨科材料","国械注进20153133404","6.5锁定钉 II代 空心","是","是",null,"骨科四肢及骨盆内固定材料","f3315","cl331500240"]
[56567,30150,"骨科集中采购(创伤)","皮质骨锁定螺钉","金属锁定接骨螺钉","浙江科惠医疗器械股份有限公司","91330700768670546E","浙江科惠医疗器械股份有限公司","C0312020790300506083","0005905",null,"a8a46376-6a40-11ea-9dc4-fa163e0a8baf","Φ3.5×23,全螺纹（经阳极氧化处理）","HAS04Ⅰ","骨科材料","国械注准20153130878","金属锁定接骨螺钉HAS(直径3.5-4.0)","是","是",null,"骨科四肢及骨盆内固定材料","f3315","cl331500238"]
[56662,23682,"骨科集中采购(创伤)","松质骨锁定螺钉","锁定接骨板系统（加压螺钉）","常州华森医疗器械有限公司","91320412735743809M","常州华森医疗器械有限公司","C0312020790300506410","0001269",null,"c07cd18d-0050-11ea-99e3-fa163e0a8baf","Φ3.5×26    （非灭菌 阳极氧化）","Φ3.5×26","骨科材料","国械注准20193131831","锁定接骨板系统(加压螺钉) （φ3.5）","是","是",null,"骨科四肢及骨盆内固定材料","f3315","cl331500238"]
[56696,25009,"骨科集中采购(创伤)","皮质骨锁定螺钉","接骨螺钉（防冷焊接低切迹松质骨锁定螺钉）","北京百优华泰医疗科技有限公司","911101056963999284","北京百优华泰医疗科技有限公司","C0312020790300506875","0000122",null,"db3feeef-d90e-11e9-953f-fa163e0a8baf","4.0mm*48mm","SP 4022-48-2","骨科材料","国械注进20163465092","防冷焊接角度固定松质骨锁定螺钉4.0","是","是",null,"骨科四肢及骨盆内固定材料","f3315","cl331500238"]
[56777,20744,"骨科集中采购(创伤)","皮质骨锁定螺钉","直型锁定接骨板螺钉系统(商品名：Zimmer ULS Ti Locking)(3.5mm锁定螺钉)","捷迈（上海）医疗国际贸易有限公司","913100007340651456","捷迈（上海）医疗国际贸易有限公司","C0312020790300507551","0000002",null,"7bdb2ba9-d6ac-11e9-953f-fa163e0a8baf","36mm","00-2369-036-35","骨科材料","国械注进20173467110","3.5mm锁定螺钉","是","是",null,"骨科四肢及骨盆内固定材料","f3315","cl331500238","骨科内固定材料","f330601002","cl330601177"]
[56866,27257,"骨科集中采购(创伤)","皮质骨锁定螺钉","金属锁定接骨螺钉","山东康盛医疗器械有限公司","91370900561446934M","山东康盛医疗器械有限公司","C0312020790300510667","0000012",null,"4e2e8851-c3e7-11e9-974a-fa163e0a8baf","3.5×54","HCZL06","骨科材料","国械注准20173464210","金属锁定接骨螺钉（3.5锁钉）","是","是",null,"骨科四肢及骨盆内固定材料","f3315","cl331500238"]
[57002,27156,"骨科集中采购(创伤)","皮质骨锁定螺钉","金属锁定接骨板系统（自攻型规则螺纹锥型锁定钉Ⅰ型）","大博医疗科技股份有限公司","913502007617290664","大博医疗科技股份有限公司","C0312020790300600419","0003038",null,"eb99d482-d816-11e9-953f-fa163e0a8baf","φ5.0*14mm","RTCLS01","骨科材料","国械注准20163462504","金属锁定接骨板系统-自攻型规则螺纹锥型锁定钉Ⅰ型-6","是","是",null,"骨科四肢及骨盆内固定材料","f3315","cl331500238"]
[57083,26755,"骨科集中采购(创伤)","皮质骨锁定螺钉","金属锁定接骨板系统（自攻型规则螺纹锥型锁定钉II型）","大博医疗科技股份有限公司","913502007617290664","大博医疗科技股份有限公司","C0312020790300600419","0005578",null,"d59681c6-d816-11e9-953f-fa163e0a8baf","φ7.3*107mm","RTCLS01","骨科材料","国械注准20163462504","金属锁定接骨板系统-自攻型规则螺纹锥型锁定钉II型-6","是","是",null,"骨科四肢及骨盆内固定材料","f3315","cl331500238"]
[57159,26755,"骨科集中采购(创伤)","皮质骨锁定螺钉","金属锁定接骨板系统（自攻型规则螺纹锥型锁定钉II型）","大博医疗科技股份有限公司","913502007617290664","大博医疗科技股份有限公司","C0312020790300600419","0006187",null,"d5a1ec82-d816-11e9-953f-fa163e0a8baf","φ7.3*61mm","RTCLS01","骨科材料","国械注准20163462504","金属锁定接骨板系统-自攻型规则螺纹锥型锁定钉II型-6","是","是",null,"骨科四肢及骨盆内固定材料","f3315","cl331500238"]
[57308,11524,"骨科集中采购(创伤)","皮质骨锁定螺钉","锁定金属接骨螺钉（自攻型）","苏州苏南捷迈得医疗器械有限公司","91320582720653982K","苏州苏南捷迈得医疗器械有限公司","C0312020790300601950","0000039",null,"1160179b-d822-11e9-953f-fa163e0a8baf","5.0*100mm","HCJQB03","骨科集中采购(创伤)","国械注准20173464294","5.0mm锁定金属接骨螺钉（钛合金）内六角","是","是",null,"骨科四肢及骨盆内固定材料","f3315","cl331500238"]
[57389,12076,"骨科集中采购(创伤)","皮质骨锁定螺钉","金属锁定接骨板系统Vortex 锁定螺钉","烟台索娜盟托医疗器械有限公司","91370600MA3DCQWD0H","烟台索娜盟托医疗器械有限公司","C0312020790300602365",{"$nulls":3},"5.1x32 mm",260851032,"骨科材料","国械注进20183461570","vortex5.1锁定钉","是","是",null,"骨科四肢及骨盆内固定材料","f3315","cl331500238"]
[57452,30169,"骨科集中采购(创伤)","松质骨锁定螺钉","金属锁定接骨螺钉","浙江科惠医疗器械股份有限公司","91330700768670546E","浙江科惠医疗器械股份有限公司","C0312020790300606083","0016678",null,"cef1d9f1-6a40-11ea-9dc4-fa163e0a8baf","Φ5.0×66,全螺纹（经阳极氧化处理）","HAS04Ⅰ","骨科材料","国械注准20153130878","金属锁定接骨螺钉HAS(直径4.5-6.5)","是","是",null,"骨科四肢及骨盆内固定材料","f3315","cl331500238"]
[57614,30171,"骨科集中采购(创伤)","松质骨锁定螺钉","金属锁定接骨螺钉","浙江科惠医疗器械股份有限公司","91330700768670546E","浙江科惠医疗器械股份有限公司","C0312020790300606083","0017742",null,"cef86083-6a40-11ea-9dc4-fa163e0a8baf","Φ5.0×146,全螺纹（经阳极氧化处理）","HAS04Ⅱ","骨科材料","国械注准20153130878","金属锁定接骨螺钉HAS(直径4.5-6.5)","是","是",null,"骨科四肢及骨盆内固定材料","f3315","cl331500238"]
[57663,30169,"骨科集中采购(创伤)","松质骨锁定螺钉","金属锁定接骨螺钉","浙江科惠医疗器械股份有限公司","91330700768670546E","浙江科惠医疗器械股份有限公司","C0312020790300606083","0018247",null,"cefaec09-6a40-11ea-9dc4-fa163e0a8baf","Φ5.0×67,全螺纹（经阳极氧化处理）","HAS04Ⅰ","骨科材料","国械注准20153130878","金属锁定接骨螺钉HAS(直径4.5-6.5)","是","是",null,"骨科四肢及骨盆内固定材料","f3315","cl331500238"]
[57745,30169,"骨科集中采购(创伤)","松质骨锁定螺钉","金属锁定接骨螺钉","浙江科惠医疗器械股份有限公司","91330700768670546E","浙江科惠医疗器械股份有限公司","C0312020790300606083","0018797",null,"cefdb0a6-6a40-11ea-9dc4-fa163e0a8baf","Φ5.0×135,全螺纹（经阳极氧化处理）","HAS04Ⅰ","骨科材料","国械注准20153130878","金属锁定接骨螺钉HAS(直径4.5-6.5)","是","是",null,"骨科四肢及骨盆内固定材料","f3315","cl331500238"]
[57824,30171,"骨科集中采购(创伤)","松质骨锁定螺钉","金属锁定接骨螺钉","浙江科惠医疗器械股份有限公司","91330700768670546E","浙江科惠医疗器械股份有限公司","C0312020790300606083","0019375",null,"cf009f5d-6a40-11ea-9dc4-fa163e0a8baf","Φ5.0×27,全螺纹（经阳极氧化处理）","HAS04Ⅱ","骨科材料","国械注准20153130878","金属锁定接骨螺钉HAS(直径4.5-6.5)","是","是",null,"骨科四肢及骨盆内固定材料","f3315","cl331500238"]
[57969,12610,"骨科集中采购(创伤)","皮质骨锁定螺钉","锁定接骨螺钉-5.0mm锁定头螺钉","强生（上海）医疗器材有限公司","91310115703465170L","强生（上海）医疗器材有限公司","C0312020790300609098","0000016",null,"79642162-d52b-11e9-953f-fa163e0a8baf","5.0mm锁定头螺钉，自攻，钛合金，长16mm","413.316","骨科材料","国械注进20173466154","5.0mm锁定头螺钉，自攻，钛合金，非灭菌","是","是",null,"骨科四肢及骨盆内固定材料","f3315","cl331500238","骨科脊柱内固定材料","f3315","cg331500237","骨科内固定材料","f330601002","cl330601177"]
[58038,12617,"骨科集中采购(创伤)","皮质骨锁定螺钉","锁定接骨螺钉-5.0mm 星型内角锁定头螺钉，自攻","强生（上海）医疗器材有限公司","91310115703465170L","强生（上海）医疗器材有限公司","C0312020790300609098","0000085",null,"79664221-d52b-11e9-953f-fa163e0a8baf","5.0mm 星型内角锁定头螺钉，自攻，钛合金，长 90mm","412.227","骨科材料","国械注进20173466154","5.0mm 星型内角锁定头螺钉，自攻，钛合金，非灭菌","是","是",null,"骨科四肢及骨盆内固定材料","f3315","cl331500238","骨科脊柱内固定材料","f3315","cg331500237","骨科内固定材料","f330601002","cl330601177"]
[58194,21853,"骨科集中采购(创伤)","普通螺钉","金属接骨板系统(商品名：ZPS 直型钢板)(小六角形槽皮质骨螺钉， 自攻型)","捷迈（上海）医疗国际贸易有限公司","913100007340651456","捷迈（上海）医疗国际贸易有限公司","C0312030790100407551","0000008",null,"59a02f9e-d7aa-11e9-953f-fa163e0a8baf","1.9/2.7(mm)","00-4827-014-01","骨科材料","国械注进20163460472","小六角形槽皮质骨螺钉，自攻型-1","是","是",null,"骨科四肢及骨盆内固定材料","f3315","cl331500238"]
[58235,21833,"骨科集中采购(创伤)","普通螺钉","金属接骨板系统(商品名：ZPS 直型钢板)(六角形槽皮质骨螺钉，自攻型)","捷迈（上海）医疗国际贸易有限公司","913100007340651456","捷迈（上海）医疗国际贸易有限公司","C0312030790100407551","0000085",null,"700f3b5e-d7a8-11e9-953f-fa163e0a8baf","1.3/2(mm)","00-4820-034-01","骨科材料","国械注进20163460472","六角形槽皮质骨螺钉，自攻型","是","是",null,"骨科四肢及骨盆内固定材料","f3315","cl331500238"]
[58355,20171,"骨科集中采购(创伤)","普通螺钉","直型接骨板及螺钉","长沙德迈医疗器械有限公司","91430111765619091D","长沙德迈医疗器械有限公司","C0312030790100409325",2120420,null,null,"D2.7mm，L42mm，全螺纹","2.120.42","骨科材料","国械注进20153131138","D2.7皮质骨螺钉(全螺纹)","是","是",null,"骨科四肢及骨盆内固定材料","f3315","cl331500238"]
[58404,21854,"骨科集中采购(创伤)","普通螺钉","金属接骨板系统(商品名：ZPS 直型钢板)(小六角形槽皮质骨螺钉， 自攻型)","捷迈（上海）医疗国际贸易有限公司","913100007340651456","捷迈（上海）医疗国际贸易有限公司","C0312030790100507551","0000046",null,"59a05fbf-d7aa-11e9-953f-fa163e0a8baf","2.4/3.5(mm)","00-4835-038-01","骨科材料","国械注进20163460472","小六角形槽皮质骨螺钉，自攻型-2","是","是",null,"骨科四肢及骨盆内固定材料","f3315","cl331500238"]
[58528,20007,"骨科集中采购(创伤)","普通螺钉","金属接骨板系统(商品名：Zimmer 围关节)(3.5mm皮质骨螺钉，自攻型，细螺纹，内六角)","捷迈（上海）医疗国际贸易有限公司","913100007340651456","捷迈（上海）医疗国际贸易有限公司","C0312030790100507551","0000197",null,null,"3.5x26mm","00-2347-020-26","骨科材料","国械注进20173466189","3.5mm皮质骨螺钉，自攻型，细螺纹","是","是",null,"骨科四肢及骨盆内固定材料","f3315","cl331500238"]
[58661,11979,"骨科集中采购(创伤)","普通螺钉","接骨螺钉-3.5mm皮质骨螺钉，自攻","强生（上海）医疗器材有限公司","91310115703465170L","强生（上海）医疗器材有限公司","C0312030790100509098","0000151",null,"794a9c91-d52b-11e9-953f-fa163e0a8baf","3.5mm 皮质骨螺钉，自攻，长 65mm,不锈钢","204.865","骨科材料","国械注进20173461994","皮质骨螺钉3.5mm ，自攻，不锈钢，非灭菌","是","是",null,"骨科四肢及骨盆内固定材料","f3315","cl331500238","骨科脊柱内固定材料","f3315","cg331500237","骨科内固定材料","f330601002","cl330601177"]
[58710,21846,"骨科集中采购(创伤)","普通螺钉","金属接骨板系统(商品名：ZPS 直型钢板)(大六角形槽皮质骨螺钉， 非自攻型)","捷迈（上海）医疗国际贸易有限公司","913100007340651456","捷迈（上海）医疗国际贸易有限公司","C0312030790100607551","0000027",null,"6c8b1180-d7a7-11e9-953f-fa163e0a8baf","3/4.5(mm)","00-4845-066-00","骨科材料","国械注进20163460472","大六角形槽皮质骨螺钉，非自攻型","是","是",null,"骨科四肢及骨盆内固定材料","f3315","cl331500238"]
[58821,20008,"骨科集中采购(创伤)","普通螺钉","金属接骨板系统(商品名：Zimmer 围关节)(4.5mm皮质骨螺钉，自攻型，内六角)","捷迈（上海）医疗国际贸易有限公司","913100007340651456","捷迈（上海）医疗国际贸易有限公司","C0312030790100607551","0000167",null,null,"4.5x28mm","00-2347-023-28","骨科材料","国械注进20173466189","4.5mm皮质骨螺钉，自攻型","是","是",null,"骨科四肢及骨盆内固定材料","f3315","cl331500238","骨科脊柱内固定材料","f3315","cg331500237"]
[58935,20196,"骨科集中采购(创伤)","普通螺钉","直型接骨板及螺钉","长沙德迈医疗器械有限公司","91430111765619091D","长沙德迈医疗器械有限公司","C0312030790100609325",2150440,null,null,"D4.5mm，L44mm，全螺纹","2.150.44","骨科材料","国械注进20153131138","D4.5皮质骨螺钉(全螺纹)","是","是",null,"骨科四肢及骨盆内固定材料","f3315","cl331500238"]
[59016,21643,"骨科集中采购(创伤)","普通螺钉","接骨螺钉-3.5mm皮质骨螺钉","强生（上海）医疗器材有限公司","91310115703465170L","强生（上海）医疗器材有限公司","C0312030790200209098","0000014",null,"794a395a-d52b-11e9-953f-fa163e0a8baf","3.5mm 皮质骨螺钉，纯钛，长36mm，灭菌包装","404.036S","骨科材料","国械注进20173461994","皮质骨螺钉3.5mm，纯钛，灭菌","是","是",null,"骨科四肢及骨盆内固定材料","f3315","cl331500238","骨科脊柱内固定材料","f3315","cg331500237","骨科内固定材料","f330601002","cl330601177"]
[59114,11981,"骨科集中采购(创伤)","普通螺钉","接骨螺钉-4.5mm皮质骨螺钉，自攻","强生（上海）医疗器材有限公司","91310115703465170L","强生（上海）医疗器材有限公司","C0312030790200609098","0000003",null,"7960b621-d52b-11e9-953f-fa163e0a8baf","4.5mm 皮质骨螺钉，自攻，长 18mm, 纯钛","414.818","骨科材料","国械注进20173461994","4.5mm 皮质骨螺钉，自攻，纯钛，非灭菌","是","是",null,"骨科脊柱内固定材料","f3315","cg331500237","骨科内固定材料","f330601002","cl330601177","骨科四肢及骨盆内固定材料","f3315","cl331500238"]
[59241,20991,"骨科集中采购(创伤)","普通螺钉","金属接骨螺钉（内梅花）","苏州市康力骨科器械有限公司","91320582743110390H","苏州市康力骨科器械有限公司","C0312030790300107276","0000178",null,"1a919460-dd0b-11e9-953f-fa163e0a8baf","Φ2.7×24mm","JD-HAQ06","金属接骨螺钉JDHAQ06 HA2.7","国械注准20173460113","金属接骨螺钉JDHAQ06 HA2.7","是","是",null,"骨科四肢及骨盆内固定材料","f3315","cl331500238"]
[59322,36995,"骨科集中采购(创伤)","微型螺钉","金属接骨螺钉（自攻型皮质骨螺钉）","大博医疗科技股份有限公司","913502007617290664","大博医疗科技股份有限公司","C0312030790300400419","0000299",null,"560f1f2a-d083-11e9-953f-fa163e0a8baf","φ2.0*11mm","STQ06-ST","骨科材料","国械注准20173464277","金属接骨螺钉-自攻型皮质骨螺钉-4","是","是",null,"骨科脊柱内固定材料","f3315","cg331500237","骨科内固定材料","f330601002","cl330601177","骨科四肢及骨盆内固定材料","f3315","cl331500238"]
[59407,10602,"骨科集中采购(创伤)","普通螺钉","金属接骨螺钉","烟台索娜盟托医疗器械有限公司","91370600MA3DCQWD0H","烟台索娜盟托医疗器械有限公司","C0312030790300402365",{"$nulls":3},"2,7x26mm",920227026,"骨科材料","国械注进20153132237","2.7 钛钉","是","是",null,"骨科脊柱内固定材料","f3315","cg331500237","骨科内固定材料","f330601002","cl330601177","骨科四肢及骨盆内固定材料","f3315","cl331500238"]
[59451,30099,"骨科集中采购(创伤)","普通螺钉","金属接骨螺钉","浙江科惠医疗器械股份有限公司","91330700768670546E","浙江科惠医疗器械股份有限公司","C0312030790300406083","0000004",null,"b9316ce1-52e2-11ea-b7cb-fa163e0a8baf","Φ2.7×96，全螺纹","HAQ03","骨科材料","国械注准20173464302","金属接骨螺钉HA(直径1.5-2.7)","是","是",null,"骨科四肢及骨盆内固定材料","f3315","cl331500238"]
[59604,30087,"骨科集中采购(创伤)","普通螺钉","金属接骨螺钉","浙江科惠医疗器械股份有限公司","91330700768670546E","浙江科惠医疗器械股份有限公司","C0312030790300406083","0000733",null,"b9c46291-52e2-11ea-b7cb-fa163e0a8baf","Φ2.4×41，全螺纹","HAQ02Ⅰ","骨科材料","国械注准20173464302","金属接骨螺钉HA(直径1.5-2.7)","是","是",null,"骨科四肢及骨盆内固定材料","f3315","cl331500238"]
[59676,30099,"骨科集中采购(创伤)","普通螺钉","金属接骨螺钉","浙江科惠医疗器械股份有限公司","91330700768670546E","浙江科惠医疗器械股份有限公司","C0312030790300406083","0001092",null,"b9c645a6-52e2-11ea-b7cb-fa163e0a8baf","Φ2.7×89，全螺纹","HAQ03","骨科材料","国械注准20173464302","金属接骨螺钉HA(直径1.5-2.7)","是","是",null,"骨科四肢及骨盆内固定材料","f3315","cl331500238"]
[59757,30093,"骨科集中采购(创伤)","普通螺钉","金属接骨螺钉","浙江科惠医疗器械股份有限公司","91330700768670546E","浙江科惠医疗器械股份有限公司","C0312030790300406083","0001348",null,"ba3efdc2-52e2-11ea-b7cb-fa163e0a8baf","Φ2.4×27，全螺纹","HAQ03","骨科材料","国械注准20173464302","金属接骨螺钉HA(直径1.5-2.7)","是","是",null,"骨科四肢及骨盆内固定材料","f3315","cl331500238"]
[59897,39365,"骨科集中采购(创伤)","微型螺钉","金属接骨螺钉","浙江科惠医疗器械股份有限公司","91330700768670546E","浙江科惠医疗器械股份有限公司","C0312030790300406083","0001958",null,"ba532307-52e2-11ea-b7cb-fa163e0a8baf","Φ2.0×29，全螺纹","HAQ02Ⅰ","骨科材料","国械注准20173464302","金属接骨螺钉HA(直径1.5-2.7)","是","是",null,"骨科四肢及骨盆内固定材料","f3315","cl331500238"]
[59982,30087,"骨科集中采购(创伤)","普通螺钉","金属接骨螺钉","浙江科惠医疗器械股份有限公司","91330700768670546E","浙江科惠医疗器械股份有限公司","C0312030790300406083","0002301",null,"baf0de0a-52e2-11ea-b7cb-fa163e0a8baf","Φ2.4×70，全螺纹","HAQ02Ⅰ","骨科材料","国械注准20173464302","金属接骨螺钉HA(直径1.5-2.7)","是","是",null,"骨科四肢及骨盆内固定材料","f3315","cl331500238"]
[60063,30092,"骨科集中采购(创伤)","普通螺钉","金属接骨螺钉","浙江科惠医疗器械股份有限公司","91330700768670546E","浙江科惠医疗器械股份有限公司","C0312030790300406083","0002642",null,"baf2bc4a-52e2-11ea-b7cb-fa163e0a8baf","Φ2.4×35，全螺纹","HAQ06Ⅰ","骨科材料","国械注准20173464302","金属接骨螺钉HA(直径1.5-2.7)","是","是",null,"骨科四肢及骨盆内固定材料","f3315","cl331500238"]
[60196,11973,"骨科集中采购(创伤)","普通螺钉","接骨螺钉-2.7mm皮质骨螺钉，自攻","强生（上海）医疗器材有限公司","91310115703465170L","强生（上海）医疗器材有限公司","C0312030790300409098","0000126",null,"7940bcbc-d52b-11e9-953f-fa163e0a8baf","2.7mm皮质骨螺钉，自攻，长46mm","402.846","骨科材料","国械注进20173461994","皮质骨螺钉2.7mm，自攻，钛合金，非灭菌","是","是",null,"骨科脊柱内固定材料","f3315","cg331500237","骨科内固定材料","f330601002","cl330601177","骨科四肢及骨盆内固定材料","f3315","cl331500238"]
[60288,27238,"骨科集中采购(创伤)","普通螺钉","金属接骨螺钉（普通型皮质骨螺钉）","大博医疗科技股份有限公司","913502007617290664","大博医疗科技股份有限公司","C0312030790300500419","0000112",null,"2afcbf35-d081-11e9-953f-fa163e0a8baf","φ3.5*39mm","STQ03-UT","骨科材料","国械注准20173464277","金属接骨螺钉-普通型皮质骨螺钉-5","是","是",null,"骨科四肢及骨盆内固定材料","f3385","cl331500308"]
[60369,16786,"骨科集中采购(创伤)","普通螺钉","金属接骨螺钉","苏州苏南捷迈得医疗器械有限公司","91320582720653982K","苏州苏南捷迈得医疗器械有限公司","C0312030790300501950","0000094",null,"abce083c-c24f-11e9-974a-fa163e0a8baf","HA4.0*45mm","HAQ03","骨科集中采购(创伤)","国械注准20163460584","皮质骨接骨螺钉（4.0mm）钛合金","是","是",null,"骨科脊柱内固定材料","f3315","cg331500237","骨科内固定材料","f330601002","cl330601177","骨科四肢及骨盆内固定材料","f3315","cl331500238"]
[60489,30081,"骨科集中采购(创伤)","普通螺钉","金属接骨螺钉","浙江科惠医疗器械股份有限公司","91330700768670546E","浙江科惠医疗器械股份有限公司","C0312030790300506083","0000082",null,"8926f218-52e5-11ea-b7cb-fa163e0a8baf","Φ3.5×25，全螺纹","HAQ03","骨科材料","国械注准20173464302","金属接骨螺钉HA(直径3.0-4.0)","是","是",null,"骨科四肢及骨盆内固定材料","f3315","cl331500238"]
[60498,30081,"骨科集中采购(创伤)","普通螺钉","金属接骨螺钉","浙江科惠医疗器械股份有限公司","91330700768670546E","浙江科惠医疗器械股份有限公司","C0312030790300506083","0000258",null,"8927fcfe-52e5-11ea-b7cb-fa163e0a8baf","Φ3.5×84，全螺纹","HAQ03","骨科材料","国械注准20173464302","金属接骨螺钉HA(直径3.0-4.0)","是","是",null,"骨科四肢及骨盆内固定材料","f3315","cl331500238"]
[60675,37237,"骨科集中采购(创伤)","普通螺钉","螺钉系统(3.5mm低切皮质骨螺钉)","邦美（上海）商贸有限公司","913100007340651456","捷迈（上海）医疗国际贸易有限公司","C0312030790300507551","0000032",null,"659a2aa4-c296-11e9-974a-fa163e0a8baf","3.5mm低切迹皮质骨螺钉, 30mm",131218030,"骨科材料","囯械注进20153460815","低切迹皮质骨螺钉","是","是",null,"骨科四肢及骨盆内固定材料","f3315","cl331500238"]
[60687,37237,"骨科集中采购(创伤)","普通螺钉","螺钉系统(3.5mm低切皮质骨螺钉)","邦美（上海）商贸有限公司","913100007340651456","捷迈（上海）医疗国际贸易有限公司","C0312030790300507551","0000047",null,"659a4eeb-c296-11e9-974a-fa163e0a8baf","3.5mm低切迹皮质骨螺钉, 26mm",131218026,"骨科材料","囯械注进20153460815","低切迹皮质骨螺钉","是","是",null,"骨科四肢及骨盆内固定材料","f3315","cl331500238"]
[60804,11976,"骨科集中采购(创伤)","普通螺钉","接骨螺钉-3.5mm皮质骨螺钉，自攻","强生（上海）医疗器材有限公司","91310115703465170L","强生（上海）医疗器材有限公司","C0312030790300509098","0000059",null,"794b62d9-d52b-11e9-953f-fa163e0a8baf","3.5mm 皮质骨螺钉，自攻，长 115mm,纯钛","404.915","骨科材料","国械注进20173461994","皮质骨螺钉3.5mm，自攻，钛合金，非灭菌","是","是",null,"骨科脊柱内固定材料","f3315","cg331500237","骨科内固定材料","f330601002","cl330601177","骨科四肢及骨盆内固定材料","f3315","cl331500238"]
[60949,17377,"骨科集中采购(创伤)","普通螺钉","金属接骨螺钉","苏州苏南捷迈得医疗器械有限公司","91320582720653982K","苏州苏南捷迈得医疗器械有限公司","C0312030790300601950","0000011",null,"10c4f24c-c255-11e9-974a-fa163e0a8baf","HA4.5*57mm","HAQ03","骨科集中采购(创伤)","国械注准20163460584","皮质骨接骨螺钉（4.5mm）钛合金","是","是",null,"骨科脊柱内固定材料","f3315","cg331500237","骨科内固定材料","f330601002","cl330601177","骨科四肢及骨盆内固定材料","f3315","cl331500238"]
[60980,17377,"骨科集中采购(创伤)","普通螺钉","金属接骨螺钉","苏州苏南捷迈得医疗器械有限公司","91320582720653982K","苏州苏南捷迈得医疗器械有限公司","C0312030790300601950","0000042",null,"10c5247b-c255-11e9-974a-fa163e0a8baf","HA4.5*61mm","HAQ03","骨科集中采购(创伤)","国械注准20163460584","皮质骨接骨螺钉（4.5mm）钛合金","是","是",null,"骨科脊柱内固定材料","f3315","cg331500237","骨科内固定材料","f330601002","cl330601177","骨科四肢及骨盆内固定材料","f3315","cl331500238"]
[61110,30082,"骨科集中采购(创伤)","普通螺钉","金属接骨螺钉","浙江科惠医疗器械股份有限公司","91330700768670546E","浙江科惠医疗器械股份有限公司","C0312030790300606083","0000473",null,"fb2e2c06-52e2-11ea-b7cb-fa163e0a8baf","Φ4.5×62，全螺纹","HAQ03","骨科材料","国械注准20173464302","金属接骨螺钉HA(直径4.5-6.5)","是","是",null,"骨科四肢及骨盆内固定材料","f3315","cl331500238"]
[61177,30082,"骨科集中采购(创伤)","普通螺钉","金属接骨螺钉","浙江科惠医疗器械股份有限公司","91330700768670546E","浙江科惠医疗器械股份有限公司","C0312030790300606083","0002559",null,"fb571658-52e2-11ea-b7cb-fa163e0a8baf","Φ4.5×114，全螺纹","HAQ03","骨科材料","国械注准20173464302","金属接骨螺钉HA(直径4.5-6.5)","是","是",null,"骨科四肢及骨盆内固定材料","f3315","cl331500238"]
[61335,12343,"骨科集中采购(创伤)","普通螺钉","金属接骨螺钉（皮质骨全（半）螺纹螺钉HA4.5）","武汉德骼拜尔外科植入物有限公司","91420111771353736F","武汉德骼拜尔外科植入物有限公司","C0312030790300608921","0000062",null,"0a082f78-853a-11ea-8bcf-fa163e0a8baf","螺纹直径*长度L(mm)：HA4.5×54","HAQ03代号：30","骨科材料","国械注准20143462287","皮质骨半螺纹金属接骨螺钉-3","是","是",null,"骨科四肢及骨盆内固定材料","f3315","cl331500238"]
[61384,24538,"骨科集中采购(创伤)","普通螺钉","接骨螺钉(商品名：PERI-LOC)(PERI-LOC 4.0mm内六角松质骨螺钉, 全螺纹(不锈钢))","施乐辉医用产品国际贸易（上海）有限公司","91310000607411498D","施乐辉医用产品国际贸易（上海）有限公司","C0312040790100506052","0000031",null,"771555ac-7315-11ea-948d-fa163e0a8baf","4.0mm全螺纹松质骨螺钉22mm","71825222","骨科材料","国械注进20153132724","全螺纹松质骨螺钉非灭菌10-80mm","是","是",null,"骨科四肢及骨盆内固定材料","f3315","cl331500238"]
[61470,20801,"骨科集中采购(创伤)","普通螺钉","金属接骨板系统(商品名：Zimmer 围关节)(4.0mm松质骨螺钉，全螺纹，内六角)","捷迈（上海）医疗国际贸易有限公司","913100007340651456","捷迈（上海）医疗国际贸易有限公司","C0312040790101707551","0000047",null,"53bee816-d6f6-11e9-953f-fa163e0a8baf","4.0x45mm","00-2347-022-45","骨科材料","国械注进20173466189","4.0mm松质骨螺钉，全螺纹","是","是",null,"骨科脊柱内固定材料","f3315","cg331500237","骨科内固定材料","f330601002","cl330601177","骨科四肢及骨盆内固定材料","f3315","cl331500238"]
[61545,24556,"骨科集中采购(创伤)","拉力螺钉(半螺纹螺钉)","接骨螺钉(商品名：PERI-LOC)(PERI-LOC 4.0mm内六角松质骨螺钉 , 部分螺纹  (不锈钢, 灭菌装))","施乐辉医用产品国际贸易（上海）有限公司","91310000607411498D","施乐辉医用产品国际贸易（上海）有限公司","C0312040790102006052","0000034",null,"949a7f93-7314-11ea-948d-fa163e0a8baf","4.0mm半螺纹松质骨螺钉45mm","71805345","骨科材料","国械注进20153132724","4.0mm半螺纹松质骨螺钉灭菌","是","是",null,"骨科四肢及骨盆内固定材料","f3315","cl331500238"]
[61690,21843,"骨科集中采购(创伤)","普通螺钉","金属接骨板系统(商品名：ZPS 直型钢板)(大六角形槽松质骨螺钉，全螺纹)","捷迈（上海）医疗国际贸易有限公司","913100007340651456","捷迈（上海）医疗国际贸易有限公司","C0312040790102407551","0000037",null,"64d04672-d700-11e9-953f-fa163e0a8baf","3/6.5(mm)","00-4865-090-00","骨科材料","国械注进20163460472","大六角形槽松质骨螺钉，全螺纹-2","是","是",null,"骨科四肢及骨盆内固定材料","f3315","cl331500238"]
[61763,19997,"骨科集中采购(创伤)","拉力螺钉(半螺纹螺钉)","金属接骨板系统(商品名：Zimmer 围关节)(6.5mm松质骨螺钉，部分螺纹，内六角)","捷迈（上海）医疗国际贸易有限公司","913100007340651456","捷迈（上海）医疗国际贸易有限公司","C0312040790102407551","0000110",null,null,"6.5x80mm","00-2347-024-80","骨科材料","国械注进20173466189","6.5mm松质骨螺钉，部分螺纹","是","是",null,"骨科脊柱内固定材料","f3315","cg331500237","骨科内固定材料","f330601002","cl330601177","骨科四肢及骨盆内固定材料","f3315","cl331500238"]
[61851,21629,"骨科集中采购(创伤)","拉力螺钉(半螺纹螺钉)","接骨螺钉-4.0mm松质骨螺钉","强生（上海）医疗器材有限公司","91310115703465170L","强生（上海）医疗器材有限公司","C0312040790202009098","0000009",null,"79605139-d52b-11e9-953f-fa163e0a8baf","4.0mm松质骨螺钉，长26 mm，纯钛，螺纹长12mm，灭菌包装","407.026S","骨科材料","国械注进20173461994","4.0 mm松质骨螺钉，纯钛，灭菌包装","是","是",null,"骨科脊柱内固定材料","f3315","cg331500237","骨科内固定材料","f330601002","cl330601177","骨科四肢及骨盆内固定材料","f3315","cl331500238"]
[61996,10105,"骨科集中采购(创伤)","松质骨锁定螺钉","万向锁定金属接骨板系统","山东航维骨科医疗器械股份有限公司","91370700753509119M","山东航维骨科医疗器械股份有限公司","C0312040790300600156","0000023",null,null,"直径5.3mm长度44mm","SHBSZ06","03-骨科材料","国械注准20173460523","万向锁定金属接骨板系统-接骨螺钉-7","是","是",null,"骨科四肢及骨盆内固定材料","f3315","cl331500238"]
[62056,10775,"骨科集中采购(创伤)","普通螺钉","金属接骨螺钉","烟台索娜盟托医疗器械有限公司","91370600MA3DCQWD0H","烟台索娜盟托医疗器械有限公司","C0312040790301702365",{"$nulls":3},"4x18mm",921140018,"骨科材料","国械注进20153132237","4.0松质骨钉 全螺纹 MD","是","是",null,"骨科脊柱内固定材料","f3315","cg331500237","骨科内固定材料","f330601002","cl330601177","骨科四肢及骨盆内固定材料","f3315","cl331500238"]
[62125,30105,"骨科集中采购(创伤)","普通螺钉","金属接骨螺钉","浙江科惠医疗器械股份有限公司","91330700768670546E","浙江科惠医疗器械股份有限公司","C0312040790301706083","0000111",null,"4947908f-52e5-11ea-b7cb-fa163e0a8baf","Φ4.0×52，全螺纹","HBQ03","骨科材料","国械注准20173464302","金属接骨螺钉HB(直径3.0-4.0)全螺纹","是","是",null,"骨科四肢及骨盆内固定材料","f3315","cl331500238"]
[62302,30112,"骨科集中采购(创伤)","普通螺钉","金属接骨螺钉","浙江科惠医疗器械股份有限公司","91330700768670546E","浙江科惠医疗器械股份有限公司","C0312040790301706083","0000648",null,"4aaa2ff4-52e5-11ea-b7cb-fa163e0a8baf","Φ4.0×51，全螺纹","HBQ02","骨科材料","国械注准20173464302","金属接骨螺钉HB(直径3.0-4.0)全螺纹","是","是",null,"骨科四肢及骨盆内固定材料","f3315","cl331500238"]
[62349,30109,"骨科集中采购(创伤)","普通螺钉","金属接骨螺钉","浙江科惠医疗器械股份有限公司","91330700768670546E","浙江科惠医疗器械股份有限公司","C0312040790301706083","0000774",null,"4ab1e75e-52e5-11ea-b7cb-fa163e0a8baf","Φ3.5×9，全螺纹","HBQ02","骨科材料","国械注准20173464302","金属接骨螺钉HB(直径3.0-4.0)全螺纹","是","是",null,"骨科四肢及骨盆内固定材料","f3315","cl331500238"]
[62431,23656,"骨科集中采购(创伤)","普通螺钉","金属接骨螺钉（松质骨螺钉）","常州华森医疗器械有限公司","91320412735743809M","常州华森医疗器械有限公司","C0312040790301706410","0000113",null,"9b30bc5e-d06c-11e9-953f-fa163e0a8baf","HB4.0×29 （全螺纹）","HBQ04","骨科材料","国械注准20193131806","金属接骨螺钉(松质骨螺钉)(HB4.0 HBQ04)-1","是","是",null,"骨科四肢及骨盆内固定材料","f3315","cl331500238"]
[62512,20232,"骨科集中采购(创伤)","拉力螺钉(半螺纹螺钉)","支持型接骨板及螺钉","长沙德迈医疗器械有限公司","91430111765619091D","长沙德迈医疗器械有限公司","C0312040790301709325",3140180,null,null,"D4.0mm，L18mm，反丝，自攻半螺纹","3.140.18","骨科材料","国械注进20153131137","D4.0松质骨螺钉(自攻短螺纹)","是","是",null,"骨科四肢及骨盆内固定材料","f3315","cl331500238","骨科脊柱内固定材料","f3315","cg331500237"]
[62642,30119,"骨科集中采购(创伤)","普通螺钉","金属接骨螺钉","浙江科惠医疗器械股份有限公司","91330700768670546E","浙江科惠医疗器械股份有限公司","C0312040790301806083","0000142",null,"be84db0f-52e4-11ea-b7cb-fa163e0a8baf","Φ6.5×53，全螺纹","HBQ02","骨科材料","国械注准20173464302","金属接骨螺钉HB(直径4.5-6.5)全螺纹","是","是",null,"骨科四肢及骨盆内固定材料","f3315","cl331500238"]
[62737,30114,"骨科集中采购(创伤)","普通螺钉","金属接骨螺钉","浙江科惠医疗器械股份有限公司","91330700768670546E","浙江科惠医疗器械股份有限公司","C0312040790301806083","0000367",null,"c088faa3-52e4-11ea-b7cb-fa163e0a8baf","Φ4.5×113，全螺纹","HBQ02","骨科材料","国械注准20173464302","金属接骨螺钉HB(直径4.5-6.5)全螺纹","是","是",null,"骨科四肢及骨盆内固定材料","f3315","cl331500238"]
[62839,30119,"骨科集中采购(创伤)","普通螺钉","金属接骨螺钉","浙江科惠医疗器械股份有限公司","91330700768670546E","浙江科惠医疗器械股份有限公司","C0312040790301806083","0000604",null,"bdac3e94-52e4-11ea-b7cb-fa163e0a8baf","Φ6.5×156，全螺纹","HBQ02","骨科材料","国械注准20173464302","金属接骨螺钉HB(直径4.5-6.5)全螺纹","是","是",null,"骨科四肢及骨盆内固定材料","f3315","cl331500238"]
[62962,30119,"骨科集中采购(创伤)","普通螺钉","金属接骨螺钉","浙江科惠医疗器械股份有限公司","91330700768670546E","浙江科惠医疗器械股份有限公司","C0312040790301806083","0000874",null,"bdada079-52e4-11ea-b7cb-fa163e0a8baf","Φ6.5×118，全螺纹","HBQ02","骨科材料","国械注准20173464302","金属接骨螺钉HB(直径4.5-6.5)全螺纹","是","是",null,"骨科四肢及骨盆内固定材料","f3315","cl331500238"]
[63043,30114,"骨科集中采购(创伤)","普通螺钉","金属接骨螺钉","浙江科惠医疗器械股份有限公司","91330700768670546E","浙江科惠医疗器械股份有限公司","C0312040790301806083","0001078",null,"c1b8ed94-52e4-11ea-b7cb-fa163e0a8baf","Φ4.5×58，全螺纹","HBQ02","骨科材料","国械注准20173464302","金属接骨螺钉HB(直径4.5-6.5)全螺纹","是","是",null,"骨科四肢及骨盆内固定材料","f3315","cl331500238"]
[63132,30107,"骨科集中采购(创伤)","普通螺钉","金属接骨螺钉","浙江科惠医疗器械股份有限公司","91330700768670546E","浙江科惠医疗器械股份有限公司","C0312040790301806083","0001276",null,"bfb19acb-52e4-11ea-b7cb-fa163e0a8baf","Φ6.5×57，全螺纹","HBQ03","骨科材料","国械注准20173464302","金属接骨螺钉HB(直径4.5-6.5)全螺纹","是","是",null,"骨科四肢及骨盆内固定材料","f3315","cl331500238"]
[63172,30107,"骨科集中采购(创伤)","普通螺钉","金属接骨螺钉","浙江科惠医疗器械股份有限公司","91330700768670546E","浙江科惠医疗器械股份有限公司","C0312040790301806083","0001354",null,"bfda5d98-52e4-11ea-b7cb-fa163e0a8baf","Φ6.5×158，全螺纹","HBQ03","骨科材料","国械注准20173464302","金属接骨螺钉HB(直径4.5-6.5)全螺纹","是","是",null,"骨科四肢及骨盆内固定材料","f3315","cl331500238"]
[63349,33752,"骨科集中采购(创伤)","普通螺钉","螺钉系统（6.5mm松质骨螺钉 全螺纹）","邦美（上海）商贸有限公司","913100007340651456","捷迈（上海）医疗国际贸易有限公司","C0312040790301807551","0000016",null,null,"全螺纹95mm",1452095,"骨科材料","国械注进20143465571","松质骨螺钉-2","是","是",null,"骨科四肢及骨盆内固定材料","f3315","cl331500238"]
[63431,27252,"骨科集中采购(创伤)","普通螺钉","金属接骨螺钉（半螺牙松质骨螺钉）","大博医疗科技股份有限公司","913502007617290664","大博医疗科技股份有限公司","C0312040790302300419","0000048",null,"6a9854c8-cf7d-11e9-953f-fa163e0a8baf","φ4.0*48mm","DTQ03-HT","骨科材料","国械注准20173464277","金属接骨螺钉-半螺牙松质骨螺钉-4","是","是",null,"骨科四肢及骨盆内固定材料","f3315","cl331500238"]
[63478,16788,"骨科集中采购(创伤)","拉力螺钉(半螺纹螺钉)","金属接骨螺钉","苏州苏南捷迈得医疗器械有限公司","91320582720653982K","苏州苏南捷迈得医疗器械有限公司","C0312040790302301950","0000021",null,"c93a49f3-c251-11e9-974a-fa163e0a8baf","HB4.0*54mm","HBQ03","骨科集中采购(创伤)","国械注准20163460584","半螺纹松质骨接骨螺钉（4.0mm）钛合金","是","是",null,"骨科脊柱内固定材料","f3315","cg331500237","骨科内固定材料","f330601002","cl330601177","骨科四肢及骨盆内固定材料","f3315","cl331500238"]
[63559,20357,"骨科集中采购(创伤)","普通螺钉","金属接骨螺钉（半螺纹普通）（梅花）","浙江广慈医疗器械有限公司","9133028214475176XB","浙江广慈医疗器械有限公司","C0312040790302302615","0000758",null,"375ff85d-a637-11ea-9ac3-fa163e0a8baf","3.5×42","HBQ06P(G/Z)",null,"国械注准20173460964","半螺纹-5","是","是",null,"骨科四肢及骨盆内固定材料","f3315","cl331500238"]
[63724,20357,"骨科集中采购(创伤)","普通螺钉","金属接骨螺钉（半螺纹普通）（梅花）","浙江广慈医疗器械有限公司","9133028214475176XB","浙江广慈医疗器械有限公司","C0312040790302302615","0004419",null,"3773489d-a637-11ea-9ac3-fa163e0a8baf","4×28","HBQ06P(G/Z)",null,"国械注准20173460964","半螺纹-5","是","是",null,"骨科四肢及骨盆内固定材料","f3315","cl331500238"]
[63784,20357,"骨科集中采购(创伤)","普通螺钉","金属接骨螺钉（半螺纹普通）（梅花）","浙江广慈医疗器械有限公司","9133028214475176XB","浙江广慈医疗器械有限公司","C0312040790302302615","0005585",null,"37795a2f-a637-11ea-9ac3-fa163e0a8baf","4×9","HBQ06P(G/Z)",null,"国械注准20173460964","半螺纹-5","是","是",null,"骨科四肢及骨盆内固定材料","f3315","cl331500238"]
[63865,30192,"骨科集中采购(创伤)","拉力螺钉(半螺纹螺钉)","金属接骨螺钉","浙江科惠医疗器械股份有限公司","91330700768670546E","浙江科惠医疗器械股份有限公司","C0312040790302306083","0001312",null,"699aa73c-52e5-11ea-b7cb-fa163e0a8baf","Φ4.0×18，半螺纹","HBQ03","骨科材料","国械注准20173464302","金属接骨螺钉HB(直径3.0-4.0)半螺纹","是","是",null,"骨科四肢及骨盆内固定材料","f3315","cl331500238"]
[64017,30196,"骨科集中采购(创伤)","拉力螺钉(半螺纹螺钉)","金属接骨螺钉","浙江科惠医疗器械股份有限公司","91330700768670546E","浙江科惠医疗器械股份有限公司","C0312040790302306083","0001758",null,"6a01e886-52e5-11ea-b7cb-fa163e0a8baf","Φ4.0×70，半螺纹","HBQ02","骨科材料"," 国械注准20173464302","金属接骨螺钉HB(直径3.0-4.0)半螺纹","是","是",null,"骨科四肢及骨盆内固定材料","f3315","cl331500238"]
[64090,23654,"骨科集中采购(创伤)","普通螺钉","金属接骨螺钉（松质骨螺钉）","常州华森医疗器械有限公司","91320412735743809M","常州华森医疗器械有限公司","C0312040790302306410","0000017",null,"8fc698d5-d066-11e9-953f-fa163e0a8baf","HB4.0×36 （半螺纹）","HBQ03","骨科材料","国械注准20193131806","金属接骨螺钉(松质骨螺钉)(HB4.0)-2","是","是",null,"骨科四肢及骨盆内固定材料","f3315","cl331500238"]
[64139,27252,"骨科集中采购(创伤)","普通螺钉","金属接骨螺钉（半螺牙松质骨螺钉）","大博医疗科技股份有限公司","913502007617290664","大博医疗科技股份有限公司","C0312040790302400419","0000006",null,"6a9749dc-cf7d-11e9-953f-fa163e0a8baf","φ6.5*73mm","DTQ03-HT","骨科材料","国械注准20173464277","金属接骨螺钉-半螺牙松质骨螺钉-5","是","是",null,"骨科四肢及骨盆内固定材料","f3315","cl331500238"]
[64310,16789,"骨科集中采购(创伤)","拉力螺钉(半螺纹螺钉)","金属接骨螺钉","苏州苏南捷迈得医疗器械有限公司","91320582720653982K","苏州苏南捷迈得医疗器械有限公司","C0312040790302401950","0000056",null,"ff50fd13-c257-11e9-974a-fa163e0a8baf","HB6.5*64mm","HBQ03","骨科集中采购(创伤)","国械注准20163460584","半螺纹松质骨接骨螺钉（6.5mm）钛合金","是","是",null,"骨科脊柱内固定材料","f3315","cg331500237","骨科内固定材料","f330601002","cl330601177","骨科四肢及骨盆内固定材料","f3315","cl331500238"]
[64396,20357,"骨科集中采购(创伤)","普通螺钉","金属接骨螺钉（半螺纹普通）（梅花）","浙江广慈医疗器械有限公司","9133028214475176XB","浙江广慈医疗器械有限公司","C0312040790302402615","0000945",null,"67396936-a638-11ea-9ac3-fa163e0a8baf","4.5×29","HBQ06P(G/Z)",null,"国械注准20173460964","半螺纹-6","是","是",null,"骨科四肢及骨盆内固定材料","f3315","cl331500238"]
[64507,30197,"骨科集中采购(创伤)","拉力螺钉(半螺纹螺钉)","金属接骨螺钉","浙江科惠医疗器械股份有限公司","91330700768670546E","浙江科惠医疗器械股份有限公司","C0312040790302406083","0000035",null,"11f3cb49-52e5-11ea-b7cb-fa163e0a8baf","Φ4.5×142，半螺纹","HBQ02","骨科材料"," 国械注准20173464302","金属接骨螺钉HB(直径4.5-6.5)半螺纹","是","是",null,"骨科四肢及骨盆内固定材料","f3315","cl331500238"]
[64525,30198,"骨科集中采购(创伤)","拉力螺钉(半螺纹螺钉)","金属接骨螺钉","浙江科惠医疗器械股份有限公司","91330700768670546E","浙江科惠医疗器械股份有限公司","C0312040790302406083","0000069",null,"110a4144-52e5-11ea-b7cb-fa163e0a8baf","Φ5.0×77，半螺纹","HBQ02","骨科材料"," 国械注准20173464302","金属接骨螺钉HB(直径4.5-6.5)半螺纹","是","是",null,"骨科四肢及骨盆内固定材料","f3315","cl331500238"]
[64670,30200,"骨科集中采购(创伤)","拉力螺钉(半螺纹螺钉)","金属接骨螺钉","浙江科惠医疗器械股份有限公司","91330700768670546E","浙江科惠医疗器械股份有限公司","C0312040790302406083","0000375",null,"10999d4e-52e5-11ea-b7cb-fa163e0a8baf","Φ6.5×107，半螺纹","HBQ02","骨科材料"," 国械注准20173464302","金属接骨螺钉HB(直径4.5-6.5)半螺纹","是","是",null,"骨科四肢及骨盆内固定材料","f3315","cl331500238"]
[64705,30198,"骨科集中采购(创伤)","拉力螺钉(半螺纹螺钉)","金属接骨螺钉","浙江科惠医疗器械股份有限公司","91330700768670546E","浙江科惠医疗器械股份有限公司","C0312040790302406083","0000449",null,"10d0c1a1-52e5-11ea-b7cb-fa163e0a8baf","Φ5.0×127，半螺纹","HBQ02","骨科材料"," 国械注准20173464302","金属接骨螺钉HB(直径4.5-6.5)半螺纹","是","是",null,"骨科四肢及骨盆内固定材料","f3315","cl331500238"]
[64831,30194,"骨科集中采购(创伤)","拉力螺钉(半螺纹螺钉)","金属接骨螺钉","浙江科惠医疗器械股份有限公司","91330700768670546E","浙江科惠医疗器械股份有限公司","C0312040790302406083","0000735",null,"124a03c1-52e5-11ea-b7cb-fa163e0a8baf","Φ6.5×12，半螺纹","HBQ03","骨科材料","国械注准20173464302","金属接骨螺钉HB(直径4.5-6.5)半螺纹","是","是",null,"骨科四肢及骨盆内固定材料","f3315","cl331500238"]
[64976,30197,"骨科集中采购(创伤)","拉力螺钉(半螺纹螺钉)","金属接骨螺钉","浙江科惠医疗器械股份有限公司","91330700768670546E","浙江科惠医疗器械股份有限公司","C0312040790302406083","0001064",null,"12ee3a63-52e5-11ea-b7cb-fa163e0a8baf","Φ4.5×111，半螺纹","HBQ02","骨科材料"," 国械注准20173464302","金属接骨螺钉HB(直径4.5-6.5)半螺纹","是","是",null,"骨科四肢及骨盆内固定材料","f3315","cl331500238"]
[64998,30200,"骨科集中采购(创伤)","拉力螺钉(半螺纹螺钉)","金属接骨螺钉","浙江科惠医疗器械股份有限公司","91330700768670546E","浙江科惠医疗器械股份有限公司","C0312040790302406083","0001107",null,"12eea603-52e5-11ea-b7cb-fa163e0a8baf","Φ6.5×72，半螺纹","HBQ02","骨科材料"," 国械注准20173464302","金属接骨螺钉HB(直径4.5-6.5)半螺纹","是","是",null,"骨科四肢及骨盆内固定材料","f3315","cl331500238"]
[65137,30200,"骨科集中采购(创伤)","拉力螺钉(半螺纹螺钉)","金属接骨螺钉","浙江科惠医疗器械股份有限公司","91330700768670546E","浙江科惠医疗器械股份有限公司","C0312040790302406083","0001441",null,"130261b4-52e5-11ea-b7cb-fa163e0a8baf","Φ6.5×111，半螺纹","HBQ02","骨科材料"," 国械注准20173464302","金属接骨螺钉HB(直径4.5-6.5)半螺纹","是","是",null,"骨科四肢及骨盆内固定材料","f3315","cl331500238"]
[65186,30197,"骨科集中采购(创伤)","拉力螺钉(半螺纹螺钉)","金属接骨螺钉","浙江科惠医疗器械股份有限公司","91330700768670546E","浙江科惠医疗器械股份有限公司","C0312040790302406083","0001557",null,"13039100-52e5-11ea-b7cb-fa163e0a8baf","Φ4.5×67，半螺纹","HBQ02","骨科材料"," 国械注准20173464302","金属接骨螺钉HB(直径4.5-6.5)半螺纹","是","是",null,"骨科四肢及骨盆内固定材料","f3315","cl331500238"]
[65291,33700,"骨科集中采购(创伤)","拉力螺钉(半螺纹螺钉)","螺钉系统(4.8mm松质骨拉力螺钉)","邦美（上海）商贸有限公司","913100007340651456","捷迈（上海）医疗国际贸易有限公司","C0312040790302407551","0000065",null,null," 38mm",171738,"骨科材料","国械注进20143465571","松质骨螺钉-4","是","是",null,"骨科四肢及骨盆内固定材料","f3315","cl331500238"]
[65411,34649,"骨科集中采购(创伤)","皮质骨锁定螺钉","股骨近端锁定钢板螺钉系列(商品名：Peri-Loc)(PERI-LOC 6.5mm内六角空心锁定螺钉, 全螺纹 (不锈钢))","施乐辉医用产品国际贸易（上海）有限公司","91310000607411498D","施乐辉医用产品国际贸易（上海）有限公司","C0312050790101706052","0000077",null,"d6e65123-2b7b-11ea-b7cb-fa163e0a8baf","PERI-LOC 6.5mm空心锁定螺钉, 全螺纹, 115mm","74820315","骨科材料","国械注进20143136143","空心锁定螺钉,全螺纹","是","是",null,"骨科四肢及骨盆内固定材料","f3315","cl331500238"]
[65492,37153,"骨科集中采购(创伤)","空心钉","中空螺钉(商品名:Magana-Fx)(Magana-Fx7.0迷你内固定中空螺钉，部分螺纹)","捷迈（上海）医疗国际贸易有限公司","913100007340651456","捷迈（上海）医疗国际贸易有限公司","C0312050790102007551","0000037",null,null,"Magna-Fx7.0内固定中空螺钉,螺纹长16mm,总长75mm","00-1146-075-00","骨科材料","国械注进20183462055","Magna-Fx7.0内固定中空螺钉","是","是",null,"骨科四肢及骨盆内固定材料","f3315","cl331500238"]
[65584,19837,"骨科集中采购(创伤)","特殊功能螺钉(双头加压、远端锁定等)","金属接骨螺钉(商品名：HerbertTM)(Herbert/Whipple 3.0mm骨钉)","捷迈（上海）医疗国际贸易有限公司","913100007340651456","捷迈（上海）医疗国际贸易有限公司","C0312050790300107551","0000010",null,"b0ce3250-c28e-11e9-974a-fa163e0a8baf","Herbert/Whipple 3.0mm骨钉 24 mm长","00-1152-024-00","骨科材料","国械注进20173466175","Herbert/Whipple 3.0mm骨钉","是","是",null,"骨科脊柱内固定材料","f3315","cg331500237","骨科内固定材料","f330601002","cl330601177","骨科四肢及骨盆内固定材料","f3315","cl331500238"]
[65717,16766,"骨科集中采购(创伤)","空心钉","金属股骨颈固定钉","苏州苏南捷迈得医疗器械有限公司","91320582720653982K","苏州苏南捷迈得医疗器械有限公司","C0312050790301001950","0000088",null,"39c60573-d46b-11e9-953f-fa163e0a8baf","Ф4.0mm*54mm","GJYD-Ⅶ","骨科集中采购(创伤)","国械注准20163462366","4.0mm骨接合植入物 金属股骨颈固定钉 GJYD-Ⅶ","是","是",null,"骨科四肢及骨盆内固定材料","f3315","cl331500238"]
[65781,23686,"骨科集中采购(创伤)","空心钉","金属接骨空心螺钉","常州华森医疗器械有限公司","91320412735743809M","常州华森医疗器械有限公司","C0312050790301006410","0001380",null,"3668415b-e2a8-11ea-bf70-fa163e0a8baf","HB3.5×36","I型","骨科材料","国械注准20153131161","金属接骨空心螺钉(Ⅰ型HB3.5)-1","是","是",null,"骨科四肢及骨盆内固定材料","f3315","cl331500238"]
[65878,10104,"骨科集中采购(创伤)","松质骨锁定螺钉","万向锁定金属接骨板系统","山东航维骨科医疗器械股份有限公司","91370700753509119M","山东航维骨科医疗器械股份有限公司","C0312050790301600156","0000004",null,null,"直径4.0mm长度86mm","SHBSZ06","03-骨科材料","国械注准20173460523","万向锁定金属接骨板系统-接骨螺钉-12","是","是",null,"骨科四肢及骨盆内固定材料","f3315","cl331500238"]
[66023,11919,"骨科集中采购(创伤)","空心钉","空心螺钉-空心螺钉7.3mm,自钻","强生（上海）医疗器材有限公司","91310115703465170L","强生（上海）医疗器材有限公司","C0312050790302109098","0000034",null,"797e8a6e-d52b-11e9-953f-fa163e0a8baf","空心螺钉Ø 7.3mm, 自钻, 全螺纹, 长 60 mm, 钛合金, 金色, 灭菌包装","409.660S","骨科材料","国械注进20173461995","空心螺钉Ø 7.3mm, 自钻, 全螺纹,钛合金, 金色, 灭菌包装","是","是",null,"骨科四肢及骨盆内固定材料","f3315","cl331500238"]
[66074,27224,"骨科集中采购(创伤)","空心钉","金属空心接骨螺钉（双螺纹空心螺钉）","大博医疗科技股份有限公司","913502007617290664","大博医疗科技股份有限公司","C0312050790302200419","0001879",null,"ce9afe1a-7234-11ea-948d-fa163e0a8baf","φ3.0×26mm","CSQ03-DH","骨科材料","国械注准20153130341","金属空心接骨螺钉-双螺纹空心螺钉CSQ03-DHφ3.0","是","是",null,"骨科四肢及骨盆内固定材料","f3315","cl331500238"]
[66152,20483,"骨科集中采购(创伤)","空心钉","加压螺钉（加压螺钉）","浙江广慈医疗器械有限公司","9133028214475176XB","浙江广慈医疗器械有限公司","C0312050790302202615","0000052",null,"5423b6c5-8767-11ea-8bcf-fa163e0a8baf","Φ3.5×34×10","QZK01",null,"国械注准20173460263","球形自攻空心加压螺钉-1","是","是",null,"骨科四肢及骨盆内固定材料","f3315","cl331500238","骨科内固定材料","f420000004","cl420000177"]
[66233,30180,"骨科集中采购(创伤)","空心钉","中空螺钉","浙江科惠医疗器械股份有限公司","91330700768670546E","浙江科惠医疗器械股份有限公司","C0312050790302206083","0000112",null,"92b03545-d825-11e9-953f-fa163e0a8baf","Φ3.0×12(经阳极氧化处理）","GJYDⅦ","骨科材料","国械注准20173464209","中空螺钉(Φ2.4-Φ4.0)","是","是",null,"骨科脊柱内固定材料","f3315","cg331500237","骨科内固定材料","f330601002","cl330601177","骨科四肢及骨盆内固定材料","f3315","cl331500238"]
[66367,21069,"骨科集中采购(创伤)","空心钉","金属固定钉（加压螺旋钉）","苏州市康力骨科器械有限公司","91320582743110390H","苏州市康力骨科器械有限公司","C0312050790302207276","0000240",null,"169700c8-dcfc-11e9-953f-fa163e0a8baf","φ4.5×42mm","GJYD: Ⅶ型","金属固定钉GJYD Ⅶ-1","国械注准20183461715","金属固定钉GJYD Ⅶ-1","是","是",null,"骨科四肢及骨盆内固定材料","f3315","cl331500238"]
[66458,12300,"骨科集中采购(创伤)","空心钉","空心金属接骨螺钉（空心螺钉HB3.5 ）","武汉德骼拜尔外科植入物有限公司","91420111771353736F","武汉德骼拜尔外科植入物有限公司","C0312050790302208921","0000015",null,"43655b29-d52f-11e9-953f-fa163e0a8baf","螺纹直径/钉长（mm):3.5×32","HBKQ03","骨科材料","国械注准20153130094","空心金属接骨螺钉-1","是","是",null,"骨科四肢及骨盆内固定材料","f3315","cl331500238"]
[66539,27222,"骨科集中采购(创伤)","空心钉","金属空心接骨螺钉（部分螺纹空心螺钉）","大博医疗科技股份有限公司","913502007617290664","大博医疗科技股份有限公司","C0312050790302300419","0002424",null,"471639b2-7231-11ea-948d-fa163e0a8baf","φ4.0×87mm","CDQ03-P","骨科材料","国械注准20153130341","金属空心接骨螺钉-部分螺纹空心螺钉CDQ03-Pφ4.0/φ6.5","是","是",null,"骨科四肢及骨盆内固定材料","f3315","cl331500238"]
[66666,27222,"骨科集中采购(创伤)","空心钉","金属空心接骨螺钉（部分螺纹空心螺钉）","大博医疗科技股份有限公司","913502007617290664","大博医疗科技股份有限公司","C0312050790302300419","0002551",null,"471938c8-7231-11ea-948d-fa163e0a8baf","φ6.5×32mm","CDQ03-P","骨科材料","国械注准20153130341","金属空心接骨螺钉-部分螺纹空心螺钉CDQ03-Pφ4.0/φ6.5","是","是",null,"骨科四肢及骨盆内固定材料","f3315","cl331500238"]
[66764,16767,"骨科集中采购(创伤)","空心钉","金属股骨颈固定钉","苏州苏南捷迈得医疗器械有限公司","91320582720653982K","苏州苏南捷迈得医疗器械有限公司","C0312050790302301950","0000143",null,"6cb56b03-d46d-11e9-953f-fa163e0a8baf","Ф4.5mm*55mm","GJYD-Ⅶ","骨科集中采购(创伤)","国械注准20163462366","4.5mm骨接合植入物 金属股骨颈固定钉 GJYD-Ⅶ","是","是",null,"骨科四肢及骨盆内固定材料","f3315","cl331500238"]
[66845,11161,"骨科集中采购(创伤)","空心钉","空心螺钉","烟台索娜盟托医疗器械有限公司","91370600MA3DCQWD0H","烟台索娜盟托医疗器械有限公司","C0312050790302302365","0000146",null,"23c1421c-31e5-11ea-b7cb-fa163e0a8baf","7.3x95 can 3.3 mm","261273095","骨科材料","国械注进20143135636","7.3空心钉-1","是","是",null,"骨科四肢及骨盆内固定材料","f3315","cl331500238"]
[66959,24994,"骨科集中采购(创伤)","空心钉","空心接骨螺钉（低切迹双固定空心接骨螺钉）","北京百优华泰医疗科技有限公司","911101056963999284","北京百优华泰医疗科技有限公司","C0312050790302306875","0000013",null,"0249a645-dea2-11e9-953f-fa163e0a8baf","5.8mm*50mm，螺纹16mm","SC 5816-50-2","骨科材料","国械注进20163465026","空心钛钉（5.8）","是","是",null,"骨科四肢及骨盆内固定材料","f3315","cl331500238"]
[67070,21069,"骨科集中采购(创伤)","空心钉","金属固定钉（加压螺旋钉）","苏州市康力骨科器械有限公司","91320582743110390H","苏州市康力骨科器械有限公司","C0312050790302307276","0000128",null,"1698b5e0-dcfc-11e9-953f-fa163e0a8baf","φ6.5×70mm","GJYD：Ⅶ型","金属固定钉GJYD Ⅶ-2","国械注准20183461715","金属固定钉GJYD Ⅶ-2","是","是",null,"骨科四肢及骨盆内固定材料","f3315","cl331500238"]
[67151,11853,"骨科集中采购(创伤)","空心钉","空心钉系统（商品名：SYNTHES）-空心螺钉4.5mm, 自钻","强生（上海）医疗器材有限公司","91310115703465170L","强生（上海）医疗器材有限公司","C0312050790302309098","0000002",null,"79728bbd-d52b-11e9-953f-fa163e0a8baf","空心  螺钉 Ø 4.5 mm, 自钻 , 长度 22/7 mm, 钛合金 (TAN), 金色","414.522","骨科材料","国械注进20163461218","空心螺钉 Ø 4.5 mm, 自钻 , 钛合金 (TAN), 金色，非灭菌","是","是",null,"骨科四肢及骨盆内固定材料","f3315","cl331500238"]
[67252,11877,"骨科集中采购(创伤)","空心钉","空心钉系统（商品名：SYNTHES）-空心螺钉7.0mm, 自钻","强生（上海）医疗器材有限公司","91310115703465170L","强生（上海）医疗器材有限公司","C0312050790302309098","0000173",null,"797bc117-d52b-11e9-953f-fa163e0a8baf","空心  螺钉 Ø 7.0 mm, 自钻 , 全螺纹, 长度 80 mm, 钛合金 (TAN), 浅蓝","408.213","骨科材料","国械注进20163461218","空心螺钉 Ø 7.0 mm, 自钻 , 全螺纹, 钛合金 (TAN), 浅蓝，非灭菌","是","是",null,"骨科四肢及骨盆内固定材料","f3315","cl331500238"]
[67376,16769,"骨科集中采购(创伤)","空心钉","金属股骨颈固定钉","苏州苏南捷迈得医疗器械有限公司","91320582720653982K","苏州苏南捷迈得医疗器械有限公司","C0312050790302401950","0000040",null,"4b076253-d2d6-11e9-953f-fa163e0a8baf","Ф7.3mm*110mm","GJYD-Ⅶ","骨科集中采购(创伤)","国械注准20163462366","7.3mm骨接合植入物 金属股骨颈固定钉 GJYD-Ⅶ（钛合金）","是","是",null,"骨科四肢及骨盆内固定材料","f3315","cl331500238"]
[67449,23687,"骨科集中采购(创伤)","空心钉","金属接骨空心螺钉","常州华森医疗器械有限公司","91320412735743809M","常州华森医疗器械有限公司","C0312050790302406410","0000106",null,"5e161bdc-e420-11ea-bf70-fa163e0a8baf","HB7.3×105","I型","骨科材料","国械注准20153131161","金属接骨空心螺钉(Ⅰ型HB7.3)-1","是","是",null,"骨科四肢及骨盆内固定材料","f3315","cl331500238"]
[67505,18271,"骨科集中采购(创伤)","空心钉","空心接骨螺钉","北京百优华泰医疗科技有限公司","911101056963999284","北京百优华泰医疗科技有限公司","C0312050790302406875","0000142",null,"521965a9-dea2-11e9-953f-fa163e0a8baf","7.5mm*80mm，螺纹8mm","SC 7508-80-2","骨科材料","国械注进20163465026","空心钛钉（7.5）","是","是",null,"骨科四肢及骨盆内固定材料","f3315","cl331500238"]
[67586,27386,"骨科集中采购(创伤)","普通螺钉","接骨螺钉(商品名：Peri-Loc)(PERI-LOC VLP 3.5mm内六角皮质骨自攻螺钉 (不锈钢; 灭菌装))","施乐辉医用产品国际贸易（上海）有限公司","91310000607411498D","施乐辉医用产品国际贸易（上海）有限公司","C0312070790100106052","0000312",null,"8e4b24e3-72f1-11ea-948d-fa163e0a8baf","PERI-LOC VLP 3.5mm内六角皮质骨自攻螺钉, 75mm (不锈钢, 灭菌装)","71801375","骨科材料","国械注进20153131096","内六角皮质骨自攻螺钉3.5mm(不锈钢,灭菌装)","是","是",null,"骨科四肢及骨盆内固定材料","f3315","cl331500238"]
[67742,24547,"骨科集中采购(创伤)","拉力螺钉(半螺纹螺钉)","接骨螺钉(商品名：TC-100)(TC-100 4.0mm内六角松质骨螺钉, 部分螺纹 (不锈钢))","施乐辉医用产品国际贸易（上海）有限公司","91310000607411498D","施乐辉医用产品国际贸易（上海）有限公司","C0312070790100406052","0000137",null,"0843af41-733e-11ea-948d-fa163e0a8baf","4.0MM 部分螺纹松质骨螺钉 55MM",71223255,"骨科材料","国械注进20163131204","部分螺纹松质骨螺钉非灭菌26-60mm","是","是",null,"骨科四肢及骨盆内固定材料","f3315","cl331500238"]
[67811,24515,"骨科集中采购(创伤)","普通螺钉","接骨螺钉(商品名：TC-100)(TC-100 3.5mm内六角皮质骨自攻螺钉 (不锈钢))","施乐辉医用产品国际贸易（上海）有限公司","91310000607411498D","施乐辉医用产品国际贸易（上海）有限公司","C0312070790100406052","0000241",null,"028c8a52-733c-11ea-948d-fa163e0a8baf","3.5MM X 115MM 自攻皮质骨螺钉 六角头",71149615,"骨科材料","国械注进20163131204","3.5mm自攻皮质骨螺钉六角头非灭菌10-130mm","是","是",null,"骨科四肢及骨盆内固定材料","f3315","cl331500238"]
[67892,24534,"骨科集中采购(创伤)","普通螺钉","接骨螺钉(商品名：PERI-LOC)(PERI-LOC 2.7mm内六角皮质骨自攻螺钉 (不锈钢))","施乐辉医用产品国际贸易（上海）有限公司","91310000607411498D","施乐辉医用产品国际贸易（上海）有限公司","C0312070790100406052","0000815",null,"37467ede-7315-11ea-948d-fa163e0a8baf","2.7mm自攻皮质骨螺钉40mm",71823040,"骨科材料","国械注进20153132724","自攻皮质骨螺钉非灭菌2.7mm","是","是",null,"骨科四肢及骨盆内固定材料","f3315","cl331500238"]
[68035,24552,"骨科集中采购(创伤)","拉力螺钉(半螺纹螺钉)","接骨螺钉(商品名：TC-100)(TC-100 6.5mm内六角松质骨螺钉, 部分螺纹 (不锈钢))","施乐辉医用产品国际贸易（上海）有限公司","91310000607411498D","施乐辉医用产品国际贸易（上海）有限公司","C0312070790100506052","0000093",null,"2efbf842-733f-11ea-948d-fa163e0a8baf","6.5MM 松质骨螺钉 16MM螺纹 65MM",71226065,"骨科材料","国械注进20163131204","松质骨螺钉非灭菌16mm螺纹","是","是",null,"骨科四肢及骨盆内固定材料","f3315","cl331500238"]
[68117,24239,"骨科集中采购(创伤)","普通螺钉","髋部动力加压螺钉系统(动力髋4.5mm内六角皮质骨自攻螺钉 (不锈钢))","施乐辉医用产品国际贸易（上海）有限公司","91310000607411498D","施乐辉医用产品国际贸易（上海）有限公司","C0312070790100506052","0000213",null,"087427d8-d397-11e9-953f-fa163e0a8baf","4.5mm自攻皮质骨螺钉, 16mm",71129216,"骨科材料","国械注进20153461469","自攻皮质骨螺钉非灭菌","是","是",null,"骨科四肢及骨盆内固定材料","f3315","cl331500238"]
[68166,24539,"骨科集中采购(创伤)","普通螺钉","接骨螺钉(商品名：PERI-LOC)(PERI-LOC 4.5mm内六角皮质骨自攻螺钉 (不锈钢))","施乐辉医用产品国际贸易（上海）有限公司","91310000607411498D","施乐辉医用产品国际贸易（上海）有限公司","C0312070790100506052","0000558",null,"b999ad6d-7315-11ea-948d-fa163e0a8baf","4.5mm低切迹自攻皮质骨螺钉38mm","71826038","骨科材料","国械注进20153132724","低切迹自攻皮质骨螺钉非灭菌4.5mm","是","是",null,"骨科四肢及骨盆内固定材料","f3315","cl331500238"]
[68328,25753,"骨科集中采购(创伤)","交锁型股骨髓内钉","金属带锁髓内钉（A型股骨带锁髓内钉）","大博医疗科技股份有限公司","913502007617290664","大博医疗科技股份有限公司","C0313050860300200419","0002312",null,"52e2ac4f-d39d-11e9-953f-fa163e0a8baf","主钉 φ15.5*215mm","A-PFN-02","骨科材料","国械注准20163462433","金属带锁髓内钉-A型股骨带锁髓内钉-2","是","是",null,"骨科四肢及骨盆内固定材料","f3315","cl331500238"]
[68423,25754,"骨科集中采购(创伤)","交锁型股骨髓内钉","金属带锁髓内钉（A型股骨带锁髓内钉）","大博医疗科技股份有限公司","913502007617290664","大博医疗科技股份有限公司","C0313050860300200419","0002508",null,"5346d13c-d39d-11e9-953f-fa163e0a8baf","主钉 φ14*445mm","A-PFN-02","骨科材料","国械注准20163462433","金属带锁髓内钉-A型股骨带锁髓内钉-2","是","是",null,"骨科四肢及骨盆内固定材料","f3315","cl331500238"]
[68472,25754,"骨科集中采购(创伤)","交锁型股骨髓内钉","金属带锁髓内钉（A型股骨带锁髓内钉）","大博医疗科技股份有限公司","913502007617290664","大博医疗科技股份有限公司","C0313050860300200419","0002598",null,"530588a4-d39d-11e9-953f-fa163e0a8baf","主钉 φ17*385mm","A-PFN-02","骨科材料","国械注准20163462433","金属带锁髓内钉-A型股骨带锁髓内钉-2","是","是",null,"骨科四肢及骨盆内固定材料","f3315","cl331500238"]
[68526,25754,"骨科集中采购(创伤)","交锁型股骨髓内钉","金属带锁髓内钉（A型股骨带锁髓内钉）","大博医疗科技股份有限公司","913502007617290664","大博医疗科技股份有限公司","C0313050860300200419","0002722",null,"5314efe7-d39d-11e9-953f-fa163e0a8baf","主钉 φ17*280mm","A-PFN-02","骨科材料","国械注准20163462433","金属带锁髓内钉-A型股骨带锁髓内钉-2","是","是",null,"骨科四肢及骨盆内固定材料","f3315","cl331500238"]
[68697,25754,"骨科集中采购(创伤)","交锁型股骨髓内钉","金属带锁髓内钉（A型股骨带锁髓内钉）","大博医疗科技股份有限公司","913502007617290664","大博医疗科技股份有限公司","C0313050860300200419","0003052",null,"533d558a-d39d-11e9-953f-fa163e0a8baf","主钉 φ16*395mm","A-PFN-02","骨科材料","国械注准20163462433","金属带锁髓内钉-A型股骨带锁髓内钉-2","是","是",null,"骨科四肢及骨盆内固定材料","f3315","cl331500238"]
[68778,12603,"骨科集中采购(创伤)","股骨近端交锁钉(螺旋刀片)","骨接合植入物交锁髓内钉（股骨防旋交锁钉-PFNA）","苏州苏南捷迈得医疗器械有限公司","91320582720653982K","苏州苏南捷迈得医疗器械有限公司","C0313050860300201950","0000446",null,"2a156fc2-c56e-11e9-953f-fa163e0a8baf","Φ8*右315mm","SDGG-Ⅴ","骨科集中采购(创伤)","国械注准20163462365","股骨防旋交锁钉-PFNA（钛合金）","是","是",null,"骨科四肢及骨盆内固定材料","f3315","cl331500238"]
[68819,12603,"骨科集中采购(创伤)","股骨近端交锁钉(螺旋刀片)","骨接合植入物交锁髓内钉（股骨防旋交锁钉-PFNA）","苏州苏南捷迈得医疗器械有限公司","91320582720653982K","苏州苏南捷迈得医疗器械有限公司","C0313050860300201950","0000487",null,"2a15a4bd-c56e-11e9-953f-fa163e0a8baf","Φ10*左280mm","SDGG-Ⅴ","骨科集中采购(创伤)","国械注准20163462365","股骨防旋交锁钉-PFNA（钛合金）","是","是",null,"骨科四肢及骨盆内固定材料","f3315","cl331500238"]
[69003,12603,"骨科集中采购(创伤)","股骨近端交锁钉(螺旋刀片)","骨接合植入物交锁髓内钉（股骨防旋交锁钉-PFNA）","苏州苏南捷迈得医疗器械有限公司","91320582720653982K","苏州苏南捷迈得医疗器械有限公司","C0313050860300201950","0000671",null,"2a167a42-c56e-11e9-953f-fa163e0a8baf","Φ8*右360mm","SDGG-Ⅴ","骨科集中采购(创伤)","国械注准20163462365","股骨防旋交锁钉-PFNA（钛合金）","是","是",null,"骨科四肢及骨盆内固定材料","f3315","cl331500238"]
[69016,12603,"骨科集中采购(创伤)","股骨近端交锁钉(螺旋刀片)","骨接合植入物交锁髓内钉（股骨防旋交锁钉-PFNA）","苏州苏南捷迈得医疗器械有限公司","91320582720653982K","苏州苏南捷迈得医疗器械有限公司","C0313050860300201950","0000684",null,"2a1689c9-c56e-11e9-953f-fa163e0a8baf","Φ9*右300mm","SDGG-Ⅴ","骨科集中采购(创伤)","国械注准20163462365","股骨防旋交锁钉-PFNA（钛合金）","是","是",null,"骨科四肢及骨盆内固定材料","f3315","cl331500238"]
[69164,12603,"骨科集中采购(创伤)","股骨近端交锁钉(螺旋刀片)","骨接合植入物交锁髓内钉（股骨防旋交锁钉-PFNA）","苏州苏南捷迈得医疗器械有限公司","91320582720653982K","苏州苏南捷迈得医疗器械有限公司","C0313050860300201950","0000832",null,"2a172adf-c56e-11e9-953f-fa163e0a8baf","Φ10*右305mm","SDGG-Ⅴ","骨科集中采购(创伤)","国械注准20163462365","股骨防旋交锁钉-PFNA（钛合金）","是","是",null,"骨科四肢及骨盆内固定材料","f3315","cl331500238"]
[69213,12603,"骨科集中采购(创伤)","股骨近端交锁钉(螺旋刀片)","骨接合植入物交锁髓内钉（股骨防旋交锁钉-PFNA）","苏州苏南捷迈得医疗器械有限公司","91320582720653982K","苏州苏南捷迈得医疗器械有限公司","C0313050860300201950","0000881",null,"2a175de9-c56e-11e9-953f-fa163e0a8baf","Φ9.4*右290mm","SDGG-Ⅴ","骨科集中采购(创伤)","国械注准20163462365","股骨防旋交锁钉-PFNA（钛合金）","是","是",null,"骨科四肢及骨盆内固定材料","f3315","cl331500238"]
[69309,12612,"骨科集中采购(创伤)","股骨近端交锁钉(螺旋刀片)","骨接合植入物交锁髓内钉（伽玛型交锁钉）","苏州苏南捷迈得医疗器械有限公司","91320582720653982K","苏州苏南捷迈得医疗器械有限公司","C0313050860300201950","0001174",null,"06b885b4-c565-11e9-953f-fa163e0a8baf","Φ9.4*210mm","SDGG-Ⅲ","骨科集中采购(创伤)","国械注准20163462365","伽玛型交锁钉（钛合金）","是","是",null,"骨科四肢及骨盆内固定材料","f3315","cl331500238"]
[69438,20465,"骨科集中采购(创伤)","交锁型股骨髓内钉","骨科用髓内钉（股骨斜孔髓内钉（左/右））","浙江广慈医疗器械有限公司","9133028214475176XB","浙江广慈医疗器械有限公司","C0313050860300202615","0000039",null,"1a1b7edf-f174-11e9-99e3-fa163e0a8baf","13.0×295","SND-GGX-D-K",null,"国械注准20173460350","股骨斜孔髓内钉(左/右)","是","是",null,"骨科四肢及骨盆内固定材料","f3315","cl331500238"]
[69519,20465,"骨科集中采购(创伤)","交锁型股骨髓内钉","骨科用髓内钉（股骨斜孔髓内钉（左/右））","浙江广慈医疗器械有限公司","9133028214475176XB","浙江广慈医疗器械有限公司","C0313050860300202615","0000277",null,"1a1cd5a6-f174-11e9-99e3-fa163e0a8baf","10.0×320","SND-GGX-D-K",null,"国械注准20173460350","股骨斜孔髓内钉(左/右)","是","是",null,"骨科四肢及骨盆内固定材料","f3315","cl331500238"]
[69602,20465,"骨科集中采购(创伤)","交锁型股骨髓内钉","骨科用髓内钉（股骨斜孔髓内钉（左/右））","浙江广慈医疗器械有限公司","9133028214475176XB","浙江广慈医疗器械有限公司","C0313050860300202615","0000485",null,"1a1de5c4-f174-11e9-99e3-fa163e0a8baf","10.0×365","SND-GGX-D-K",null,"国械注准20173460350","股骨斜孔髓内钉(左/右)","是","是",null,"骨科四肢及骨盆内固定材料","f3315","cl331500238"]
[69744,20468,"骨科集中采购(创伤)","交锁型股骨髓内钉","骨科用髓内钉（股骨近端髓内钉（单孔））","浙江广慈医疗器械有限公司","9133028214475176XB","浙江广慈医疗器械有限公司","C0313050860300202615","0000859",null,"b8d488f1-f172-11e9-99e3-fa163e0a8baf","12.0×310","SND-GJD-D-K",null,"国械注准20173460350","股骨近端髓内钉(单孔)","是","是",null,"骨科四肢及骨盆内固定材料","f3315","cl331500238"]
[69825,20472,"骨科集中采购(创伤)","交锁型股骨髓内钉","骨科用髓内钉（股骨近端髓内钉I（单孔））","浙江广慈医疗器械有限公司","9133028214475176XB","浙江广慈医疗器械有限公司","C0313050860300202615","0001091",null,"6dc43e77-f174-11e9-99e3-fa163e0a8baf","12.0×415","SND-GJD1-D-K",null,"国械注准20173460350","股骨近端髓内钉Ⅰ(单孔)","是","是",null,"骨科四肢及骨盆内固定材料","f3315","cl331500238"]
[69901,20472,"骨科集中采购(创伤)","交锁型股骨髓内钉","骨科用髓内钉（股骨近端髓内钉I（单孔））","浙江广慈医疗器械有限公司","9133028214475176XB","浙江广慈医疗器械有限公司","C0313050860300202615","0001307",null,"6dc5bb04-f174-11e9-99e3-fa163e0a8baf","12.0×250","SND-GJD1-D-K",null,"国械注准20173460350","股骨近端髓内钉Ⅰ(单孔)","是","是",null,"骨科四肢及骨盆内固定材料","f3315","cl331500238"]
[70050,20478,"骨科集中采购(创伤)","交锁型股骨髓内钉","骨科用髓内钉（股骨近端髓内钉（双孔））","浙江广慈医疗器械有限公司","9133028214475176XB","浙江广慈医疗器械有限公司","C0313050860300202615","0001683",null,"9eaa6b6e-f174-11e9-99e3-fa163e0a8baf","13.0×455","SND-GJS-D-K",null,"国械注准20173460350","股骨近端髓内钉(双孔)","是","是",null,"骨科四肢及骨盆内固定材料","f3315","cl331500238"]
[70131,20478,"骨科集中采购(创伤)","交锁型股骨髓内钉","骨科用髓内钉（股骨近端髓内钉（双孔））","浙江广慈医疗器械有限公司","9133028214475176XB","浙江广慈医疗器械有限公司","C0313050860300202615","0001912",null,"9eaba25e-f174-11e9-99e3-fa163e0a8baf","13.0×365","SND-GJS-D-K",null,"国械注准20173460350","股骨近端髓内钉(双孔)","是","是",null,"骨科四肢及骨盆内固定材料","f3315","cl331500238"]
[70194,20478,"骨科集中采购(创伤)","交锁型股骨髓内钉","骨科用髓内钉（股骨近端髓内钉（双孔））","浙江广慈医疗器械有限公司","9133028214475176XB","浙江广慈医疗器械有限公司","C0313050860300202615","0002068",null,"9eac6efc-f174-11e9-99e3-fa163e0a8baf","13.0×340","SND-GJS-D-K",null,"国械注准20173460350","股骨近端髓内钉(双孔)","是","是",null,"骨科四肢及骨盆内固定材料","f3315","cl331500238"]
[70260,30450,"骨科集中采购(创伤)","股骨近端交锁钉(螺旋刀片)","金属髓内钉（股骨γ髓内钉髓腔钉（加长））","浙江科惠医疗器械股份有限公司","91330700768670546E","浙江科惠医疗器械股份有限公司","C0313050860300206083","0000558",null,"d1141a53-2b6f-11ea-b7cb-fa163e0a8baf","Φ11×340，右","SDG04型","骨科材料","国械注准20163460712","髓腔钉(加长)(SDG04型)","是","是",null,"骨科四肢及骨盆内固定材料","f3315","cl331500238"]
[70385,21086,"骨科集中采购(创伤)","交锁型股骨髓内钉","带锁髓内钉（KTO-PFNA股骨钉）","苏州市康力骨科器械有限公司","91320582743110390H","苏州市康力骨科器械有限公司","C0313050860300207276","0000266",null,"839cdd9a-dc4d-11e9-953f-fa163e0a8baf","SJDK07: φ12×240mm","SJDK07: φ12×240mm","带锁髓内钉SJDK07","国械注准20173460115","带锁髓内钉SJDK07","是","是",null,"骨科四肢及骨盆内固定材料","f3315","cl331500238"]
[70485,25872,"骨科集中采购(创伤)","交锁型股骨髓内钉","金属带锁髓内钉（A型大型带锁髓内钉）","大博医疗科技股份有限公司","913502007617290664","大博医疗科技股份有限公司","C0313050860300600419","0000094",null,"3404d4ad-d398-11e9-953f-fa163e0a8baf","主钉 φ12*405mm","A-UFN-01","骨科材料","国械注准20163462433","金属带锁髓内钉-A型大型带锁髓内钉-2","是","是",null,"骨科四肢及骨盆内固定材料","f3315","cl331500238"]
[70566,25872,"骨科集中采购(创伤)","交锁型股骨髓内钉","金属带锁髓内钉（A型大型带锁髓内钉）","大博医疗科技股份有限公司","913502007617290664","大博医疗科技股份有限公司","C0313050860300600419","0000245",null,"33eead15-d398-11e9-953f-fa163e0a8baf","主钉 φ8.2*200mm","A-UFN-01","骨科材料","国械注准20163462433","金属带锁髓内钉-A型大型带锁髓内钉-2","是","是",null,"骨科四肢及骨盆内固定材料","f3315","cl331500238"]
[70684,25872,"骨科集中采购(创伤)","交锁型股骨髓内钉","金属带锁髓内钉（A型大型带锁髓内钉）","大博医疗科技股份有限公司","913502007617290664","大博医疗科技股份有限公司","C0313050860300600419","0000491",null,"3431274a-d398-11e9-953f-fa163e0a8baf","主钉 φ11*150mm","A-UFN-01","骨科材料","国械注准20163462433","金属带锁髓内钉-A型大型带锁髓内钉-2","是","是",null,"骨科四肢及骨盆内固定材料","f3315","cl331500238"]
[70791,25872,"骨科集中采购(创伤)","交锁型股骨髓内钉","金属带锁髓内钉（A型大型带锁髓内钉）","大博医疗科技股份有限公司","913502007617290664","大博医疗科技股份有限公司","C0313050860300600419","0000697",null,"344303ab-d398-11e9-953f-fa163e0a8baf","主钉 φ14*315mm","A-UFN-01","骨科材料","国械注准20163462433","金属带锁髓内钉-A型大型带锁髓内钉-2","是","是",null,"骨科四肢及骨盆内固定材料","f3315","cl331500238"]
[70872,25872,"骨科集中采购(创伤)","交锁型股骨髓内钉","金属带锁髓内钉（A型大型带锁髓内钉）","大博医疗科技股份有限公司","913502007617290664","大博医疗科技股份有限公司","C0313050860300600419","0000864",null,"33fa0119-d398-11e9-953f-fa163e0a8baf","主钉 φ13*160mm","A-UFN-01","骨科材料","国械注准20163462433","金属带锁髓内钉-A型大型带锁髓内钉-2","是","是",null,"骨科四肢及骨盆内固定材料","f3315","cl331500238"]
[70977,20463,"骨科集中采购(创伤)","交锁型股骨髓内钉","骨科用髓内钉（股骨平孔髓内钉）","浙江广慈医疗器械有限公司","9133028214475176XB","浙江广慈医疗器械有限公司","C0313050860300602615","0000122",null,"d4d5f1aa-f173-11e9-99e3-fa163e0a8baf","10.0×220","SND-GGP-D-K",null,"国械注准20173460350","股骨平孔髓内钉","是","是",null,"骨科四肢及骨盆内固定材料","f3315","cl331500238"]
[71097,20463,"骨科集中采购(创伤)","交锁型股骨髓内钉","骨科用髓内钉（股骨平孔髓内钉）","浙江广慈医疗器械有限公司","9133028214475176XB","浙江广慈医疗器械有限公司","C0313050860300602615","0000452",null,"d4d7ab30-f173-11e9-99e3-fa163e0a8baf","10.0×345","SND-GGP-D-K",null,"国械注准20173460350","股骨平孔髓内钉","是","是",null,"骨科四肢及骨盆内固定材料","f3315","cl331500238"]
[71178,30362,"骨科集中采购(创伤)","交锁型股骨髓内钉","金属髓内钉（股骨髓内钉髓腔钉（空心））","浙江科惠医疗器械股份有限公司","91330700768670546E","浙江科惠医疗器械股份有限公司","C0313050860300606083","0000259",null,"65f378d8-2d2d-11ea-b7cb-fa163e0a8baf","Φ12×400，右","SDG06型","骨科材料","国械注准20163460712","髓腔钉(空心)(SDG06型)","是","是",null,"骨科四肢及骨盆内固定材料","f3315","cl331500238"]
[71270,10153,"骨科集中采购(创伤)","交锁型股骨髁上钉-特殊导航器械专用","金属带锁髓内钉","山东航维骨科医疗器械股份有限公司","91370700753509119M","山东航维骨科医疗器械股份有限公司","C0313050860300800156","0000092",null,"68498f0b-d2ec-11e9-953f-fa163e0a8baf","直径11mm长度340mm","WSKD","03-骨科材料","国械注准20153462220","金属带锁髓内钉-髁上-2","是","是",null,"骨科四肢及骨盆内固定材料","f3315","cl331500238"]
[71307,30442,"骨科集中采购(创伤)","自锁型股骨髓内钉","金属髓内钉（股骨髓内钉空心钉 ）","浙江科惠医疗器械股份有限公司","91330700768670546E","浙江科惠医疗器械股份有限公司","C0313050860300806083","0000033",null,"66e7b84d-d45a-11e9-953f-fa163e0a8baf","Φ10×420","SDG05型","骨科材料","国械注准20163460712","髓腔钉Ⅱ（空心）","是","是",null,"骨科四肢及骨盆内固定材料","f3315","cl331500238"]
[71452,28055,"骨科集中采购(创伤)","交锁型股骨髁上钉-特殊导航器械专用","锁定型交锁髓内钉系统(商品名：TriGen META)(TRIGEN META锁定型股骨逆行交锁髓内钉 (钛合金, 灭菌装))","施乐辉医用产品国际贸易（上海）有限公司","91310000607411498D","施乐辉医用产品国际贸易（上海）有限公司","C0313050860301106052","0000101",null,"d4cec12a-e115-11ea-bf70-fa163e0a8baf","TriGen META锁定型股骨倒打交锁髓内钉, 13mm X 48cm","71653448","骨科材料","国械注进20163130075","锁定型股骨倒打交锁髓内钉13mm","是","是",null,"骨科四肢及骨盆内固定材料","f3315","cl331500238"]
[71563,20481,"骨科集中采购(创伤)","交锁型胫骨髓内钉","骨科用髓内钉（胫骨髓内钉）","浙江广慈医疗器械有限公司","9133028214475176XB","浙江广慈医疗器械有限公司","C0313060860300202615","0000228",null,"0c260277-f175-11e9-99e3-fa163e0a8baf","13.0×465","SND-JG-D-K",null,"国械注准20173460350","胫骨髓内钉","是","是",null,"骨科四肢及骨盆内固定材料","f3315","cl331500238"]
[71613,20481,"骨科集中采购(创伤)","交锁型胫骨髓内钉","骨科用髓内钉（胫骨髓内钉）","浙江广慈医疗器械有限公司","9133028214475176XB","浙江广慈医疗器械有限公司","C0313060860300202615","0000365",null,"0c26b227-f175-11e9-99e3-fa163e0a8baf","10.0×360","SND-JG-D-K",null,"国械注准20173460350","胫骨髓内钉","是","是",null,"骨科四肢及骨盆内固定材料","f3315","cl331500238"]
[71758,25718,"骨科集中采购(创伤)","交锁型胫骨髓内钉","金属带锁髓内钉（中型带锁髓内钉-A）","大博医疗科技股份有限公司","913502007617290664","大博医疗科技股份有限公司","C0313060860300400419","0000056",null,"58301b1d-d393-11e9-953f-fa163e0a8baf","主钉 φ9*180mm","A-MIN-01","骨科材料","国械注准20163462433","金属带锁髓内钉-中型带锁髓内钉-A-2","是","是",null,"骨科四肢及骨盆内固定材料","f3315","cl331500238"]
[71856,25718,"骨科集中采购(创伤)","交锁型胫骨髓内钉","金属带锁髓内钉（中型带锁髓内钉-A）","大博医疗科技股份有限公司","913502007617290664","大博医疗科技股份有限公司","C0313060860300400419","0000252",null,"583bef6e-d393-11e9-953f-fa163e0a8baf","主钉 φ9*325mm","A-MIN-01","骨科材料","国械注准20163462433","金属带锁髓内钉-中型带锁髓内钉-A-2","是","是",null,"骨科四肢及骨盆内固定材料","f3315","cl331500238"]
[71887,25718,"骨科集中采购(创伤)","交锁型胫骨髓内钉","金属带锁髓内钉（中型带锁髓内钉-A）","大博医疗科技股份有限公司","913502007617290664","大博医疗科技股份有限公司","C0313060860300400419","0000307",null,"57e5647f-d393-11e9-953f-fa163e0a8baf","主钉 φ13*245mm","A-MIN-01","骨科材料","国械注准20163462433","金属带锁髓内钉-中型带锁髓内钉-A-2","是","是",null,"骨科四肢及骨盆内固定材料","f3315","cl331500238"]
[72053,25718,"骨科集中采购(创伤)","交锁型胫骨髓内钉","金属带锁髓内钉（中型带锁髓内钉-A）","大博医疗科技股份有限公司","913502007617290664","大博医疗科技股份有限公司","C0313060860300400419","0000659",null,"5845ed7a-d393-11e9-953f-fa163e0a8baf","主钉 φ10*195mm","A-MIN-01","骨科材料","国械注准20163462433","金属带锁髓内钉-中型带锁髓内钉-A-2","是","是",null,"骨科四肢及骨盆内固定材料","f3315","cl331500238"]
[72144,25718,"骨科集中采购(创伤)","交锁型胫骨髓内钉","金属带锁髓内钉（中型带锁髓内钉-A）","大博医疗科技股份有限公司","913502007617290664","大博医疗科技股份有限公司","C0313060860300400419","0000821",null,"580a9961-d393-11e9-953f-fa163e0a8baf","主钉 φ13*160mm","A-MIN-01","骨科材料","国械注准20163462433","金属带锁髓内钉-中型带锁髓内钉-A-2","是","是",null,"骨科四肢及骨盆内固定材料","f3315","cl331500238"]
[72193,25718,"骨科集中采购(创伤)","交锁型胫骨髓内钉","金属带锁髓内钉（中型带锁髓内钉-A）","大博医疗科技股份有限公司","913502007617290664","大博医疗科技股份有限公司","C0313060860300400419","0000913",null,"5812005d-d393-11e9-953f-fa163e0a8baf","主钉 φ11*335mm","A-MIN-01","骨科材料","国械注准20163462433","金属带锁髓内钉-中型带锁髓内钉-A-2","是","是",null,"骨科四肢及骨盆内固定材料","f3315","cl331500238"]
[72346,28054,"骨科集中采购(创伤)","交锁型胫骨髓内钉-特殊导航器械专用","锁定型交锁髓内钉系统(商品名：TriGen META)(TRIGEN META锁定型胫骨交锁髓内钉(钛合金, 灭菌装))","施乐辉医用产品国际贸易（上海）有限公司","91310000607411498D","施乐辉医用产品国际贸易（上海）有限公司","C0313060860300706052","0000174",null,"023fdba2-e107-11ea-bf70-fa163e0a8baf","TriGen META锁定型胫骨交锁髓内钉, 13mm X 39cm","71655339","骨科材料","国械注进20163130075","锁定型胫骨交锁髓内钉13mm","是","是",null,"骨科四肢及骨盆内固定材料","f3315","cl331500238"]
[72354,28054,"骨科集中采购(创伤)","交锁型胫骨髓内钉-特殊导航器械专用","锁定型交锁髓内钉系统(商品名：TriGen META)(TRIGEN META锁定型胫骨交锁髓内钉(钛合金, 灭菌装))","施乐辉医用产品国际贸易（上海）有限公司","91310000607411498D","施乐辉医用产品国际贸易（上海）有限公司","C0313060860300706052","0000182",null,"023fe1de-e107-11ea-bf70-fa163e0a8baf","TriGen META锁定型胫骨交锁髓内钉, 13mm X 50cm","71655350","骨科材料","国械注进20163130075","锁定型胫骨交锁髓内钉13mm","是","是",null,"骨科四肢及骨盆内固定材料","f3315","cl331500238"]
[72499,28040,"骨科集中采购(创伤)","交锁型股骨髓内钉","交锁髓内钉系统(商品名：TriGen)(TRIGEN青少年通用型股骨交锁髓内钉 (钛合金, 灭菌装))","施乐辉医用产品国际贸易（上海）有限公司","91310000607411498D","施乐辉医用产品国际贸易（上海）有限公司","C0313100860300706052","0000238",null,"6d996dfb-7320-11ea-948d-fa163e0a8baf","TriGen顺行标准或重建股骨交锁髓内钉, 8.5mm X 30cm, 130°","71636130","骨科材料","国械注进20153134228","顺行标准或重建股骨交锁髓内钉8.5mm","是","是",null,"骨科四肢及骨盆内固定材料","f3315","cl331500238"]
[72544,28044,"骨科集中采购(创伤)","交锁型股骨髓内钉","交锁髓内钉系统(商品名：TriGen)(TRIGEN粗隆入路标准/重建两用型股骨交锁髓内钉130° 10-13mm (钛合金, 灭菌装))","施乐辉医用产品国际贸易（上海）有限公司","91310000607411498D","施乐辉医用产品国际贸易（上海）有限公司","C0313100860300706052","0000283",null,"84e5b3ed-7323-11ea-948d-fa163e0a8baf","TriGen粗隆入路标准或重建股骨交锁髓内钉, 13mm X 40cm, 130°, 右","71648440","骨科材料","国械注进20153134228","粗隆入路标准或重建股骨交锁髓内钉13mm 130°","是","是",null,"骨科四肢及骨盆内固定材料","f3315","cl331500238"]
[72724,28058,"骨科集中采购(创伤)","交锁型股骨髓内钉-特殊导航器械专用","联合加压交锁髓内钉系统(商品名：TriGen InterTAN)(TRIGEN INTERTAN髋部联合加压交锁髓内钉130° 10-11.5mm，长钉 2.0m前弓 (钛合金, 灭菌装))","施乐辉医用产品国际贸易（上海）有限公司","91310000607411498D","施乐辉医用产品国际贸易（上海）有限公司","C0313100860300706052","0000503",null,"51c872d9-0aa2-11ea-99e3-fa163e0a8baf","TriGen InterTAN髋部联合加压交锁髓内钉, 11.5mm X 26cm, 130°, 2.0m前弓, 左","71675279","骨科材料","国械注进20143135639","髋部联合加压交锁髓内钉11.5mm 2.0m前弓","是","是",null,"骨科四肢及骨盆内固定材料","f3315","cl331500238"]
[72805,11730,"骨科集中采购(创伤)","交锁型股骨髓内钉","髓内钉系统（商品名：Synthes）-通用型股骨髓内钉","强生（上海）医疗器材有限公司","91310115703465170L","强生（上海）医疗器材有限公司","C0313110860100409098","0000028",null,"79104a29-d52b-11e9-953f-fa163e0a8baf","4.9 mm 自攻锁定螺栓，长34mm，不锈钢","259.340","骨科材料","国械注进20193131564","锁定螺栓 Ø 4.9 mm, 自攻, 不锈钢","是","是",null,"骨科四肢及骨盆内固定材料","f3315","cl331500238"]
[72837,11659,"骨科集中采购(创伤)","交锁型胫骨髓内钉","髓内钉系统（商品名：Synthes）-简单通用胫骨髓内钉","强生（上海）医疗器材有限公司","91310115703465170L","强生（上海）医疗器材有限公司","C0313110860100409098","0000039",null,"79106242-d52b-11e9-953f-fa163e0a8baf","4.9 mm 自攻锁定螺栓，长56mm，不锈钢","259.560","骨科材料","国械注进20193131564","锁定螺栓 Ø 4.9 mm, 自攻, 不锈钢","是","是",null,"骨科四肢及骨盆内固定材料","f3315","cl331500238"]
[72934,30376,"骨科集中采购(创伤)","交锁型股骨髓内钉","金属髓内钉（股骨髓内钉封 帽）","浙江科惠医疗器械股份有限公司","91330700768670546E","浙江科惠医疗器械股份有限公司","C0313110860300206083","0000105",null,"4fa06b94-d456-11e9-953f-fa163e0a8baf","10","SDG06型","骨科材料","国械注准20163460712","封帽","是","是",null,"骨科四肢及骨盆内固定材料","f3315","cl331500238"]
[73111,28063,"骨科集中采购(创伤)","交锁型肱骨髓内钉","交锁髓内钉系统(商品名：TriGen)(TRIGEN肱骨5.0mm内六角松质骨可把持交锁螺钉 (钛合金, 灭菌装))","施乐辉医用产品国际贸易（上海）有限公司","91310000607411498D","施乐辉医用产品国际贸易（上海）有限公司","C0313110860300306052","0000140",null,"26d94e23-7324-11ea-948d-fa163e0a8baf","TriGen可把持肱骨松质骨交锁螺钉, 5.0mm X 46mm","71755046","骨科材料","国械注进20153134228","可把持肱骨松质骨交锁螺钉5.0mm 40-64mm","是","是",null,"骨科四肢及骨盆内固定材料","f3315","cl331500238"]
[73136,28082,"骨科集中采购(创伤)","交锁型胫骨髓内钉-特殊导航器械专用","交锁髓内钉系统(商品名：TriGen)(TRIGEN 5.0mm内六角可把持交锁螺钉 (钛合金, 灭菌装))","施乐辉医用产品国际贸易（上海）有限公司","91310000607411498D","施乐辉医用产品国际贸易（上海）有限公司","C0313110860300306052","0000152",null,"ff10cfd0-7320-11ea-948d-fa163e0a8baf","TriGen内六角可把持交锁螺钉, 5.0mm X 55mm","71642255","骨科材料","国械注进20153134228","内六角可把持交锁螺钉5.0mm 55-85mm","是","是",null,"骨科四肢及骨盆内固定材料","f3315","cl331500238"]
[73240,32977,"骨科集中采购(创伤)","交锁型股骨髓内钉","金属髓内钉(商品名：Zimmer Natural Nail)(5.0mm皮质骨螺钉，固定角，灭菌)","捷迈（上海）医疗国际贸易有限公司","913100007340651456","捷迈（上海）医疗国际贸易有限公司","C0313110860300307551","0000019",null,"4b0296f3-d69d-11e9-953f-fa163e0a8baf","5.0mmX25mm","47-2484-025-50","骨科材料","国械注进20173461565","5.0mm 皮质骨螺钉，固定角，灭菌","是","是",null,"骨科四肢及骨盆内固定材料","f3315","cl331500238"]
[73321,11721,"骨科集中采购(创伤)","交锁型肱骨髓内钉","髓内钉系统（商品名：Synthes）-近端肱骨髓内钉","强生（上海）医疗器材有限公司","91310115703465170L","强生（上海）医疗器材有限公司","C0313110860300309098","0000267",null,"790f47e5-d52b-11e9-953f-fa163e0a8baf","3.9mm自攻锁定螺栓,长度30mm，灭菌包装","458.300S","骨科材料","国械注进20193131564","3.9mm自攻锁定螺栓，钛合金，灭菌包装","是","是",null,"骨科四肢及骨盆内固定材料","f3315","cl331500238"]
[73429,11711,"骨科集中采购(创伤)","交锁型股骨髁上钉","髓内钉系统（商品名：Synthes）-股骨远端髓内钉","强生（上海）医疗器材有限公司","91310115703465170L","强生（上海）医疗器材有限公司","C0313110860300309098","0000302",null,"79110d72-d52b-11e9-953f-fa163e0a8baf","锁定螺栓 Ø 4.9 mm, 自攻, 长 50 mm, 钛合金, 灭菌包装","459.500S","骨科材料","国械注进20193131564","锁定螺栓 Ø 4.9 mm, 自攻, 钛合金, 灭菌包装","是","是",null,"骨科四肢及骨盆内固定材料","f3315","cl331500238"]
[73546,25751,"骨科集中采购(创伤)","交锁型股骨髓内钉","金属带锁髓内钉（A型股骨带锁髓内钉）","大博医疗科技股份有限公司","913502007617290664","大博医疗科技股份有限公司","C0313110860300400419","0003882",null,"52e31fa7-d39d-11e9-953f-fa163e0a8baf","横锁钉 φ5.3*100mm","A-PFN-01","骨科材料","国械注准20163462433","金属带锁髓内钉-A型股骨带锁髓内钉-6","是","是",null,"骨科四肢及骨盆内固定材料","f3315","cl331500238"]
[73620,25751,"骨科集中采购(创伤)","交锁型股骨髓内钉","金属带锁髓内钉（A型股骨带锁髓内钉）","大博医疗科技股份有限公司","913502007617290664","大博医疗科技股份有限公司","C0313110860300400419","0004037",null,"52e8bd99-d39d-11e9-953f-fa163e0a8baf","横锁钉 φ4.5*65mm","A-PFN-01","骨科材料","国械注准20163462433","金属带锁髓内钉-A型股骨带锁髓内钉-6","是","是",null,"骨科四肢及骨盆内固定材料","f3315","cl331500238"]
[73771,25751,"骨科集中采购(创伤)","交锁型股骨髓内钉","金属带锁髓内钉（A型股骨带锁髓内钉）","大博医疗科技股份有限公司","913502007617290664","大博医疗科技股份有限公司","C0313110860300400419","0004331",null,"53011326-d39d-11e9-953f-fa163e0a8baf","横锁钉 φ4.9*72mm","A-PFN-01","骨科材料","国械注准20163462433","金属带锁髓内钉-A型股骨带锁髓内钉-6","是","是",null,"骨科四肢及骨盆内固定材料","f3315","cl331500238"]
[73852,25751,"骨科集中采购(创伤)","交锁型股骨髓内钉","金属带锁髓内钉（A型股骨带锁髓内钉）","大博医疗科技股份有限公司","913502007617290664","大博医疗科技股份有限公司","C0313110860300400419","0004489",null,"5307f27f-d39d-11e9-953f-fa163e0a8baf","横锁钉 φ5.0*25mm","A-PFN-01","骨科材料","国械注准20163462433","金属带锁髓内钉-A型股骨带锁髓内钉-6","是","是",null,"骨科四肢及骨盆内固定材料","f3315","cl331500238"]
[73919,25751,"骨科集中采购(创伤)","交锁型股骨髓内钉","金属带锁髓内钉（A型股骨带锁髓内钉）","大博医疗科技股份有限公司","913502007617290664","大博医疗科技股份有限公司","C0313110860300400419","0004610",null,"530d6f04-d39d-11e9-953f-fa163e0a8baf","横锁钉 φ5.0*43mm","A-PFN-01","骨科材料","国械注准20163462433","金属带锁髓内钉-A型股骨带锁髓内钉-6","是","是",null,"骨科四肢及骨盆内固定材料","f3315","cl331500238"]
[73981,25751,"骨科集中采购(创伤)","交锁型股骨髓内钉","金属带锁髓内钉（A型股骨带锁髓内钉）","大博医疗科技股份有限公司","913502007617290664","大博医疗科技股份有限公司","C0313110860300400419","0004741",null,"534806c5-d39d-11e9-953f-fa163e0a8baf","横锁钉 φ5.3*139mm","A-PFN-01","骨科材料","国械注准20163462433","金属带锁髓内钉-A型股骨带锁髓内钉-6","是","是",null,"骨科四肢及骨盆内固定材料","f3315","cl331500238"]
[74158,25751,"骨科集中采购(创伤)","交锁型股骨髓内钉","金属带锁髓内钉（A型股骨带锁髓内钉）","大博医疗科技股份有限公司","913502007617290664","大博医疗科技股份有限公司","C0313110860300400419","0005103",null,"53189f6e-d39d-11e9-953f-fa163e0a8baf","横锁钉 φ5.5*23mm","A-PFN-01","骨科材料","国械注准20163462433","金属带锁髓内钉-A型股骨带锁髓内钉-6","是","是",null,"骨科四肢及骨盆内固定材料","f3315","cl331500238"]
[74212,25751,"骨科集中采购(创伤)","交锁型股骨髓内钉","金属带锁髓内钉（A型股骨带锁髓内钉）","大博医疗科技股份有限公司","913502007617290664","大博医疗科技股份有限公司","C0313110860300400419","0005212",null,"531d8d37-d39d-11e9-953f-fa163e0a8baf","横锁钉 φ5.3*52mm","A-PFN-01","骨科材料","国械注准20163462433","金属带锁髓内钉-A型股骨带锁髓内钉-6","是","是",null,"骨科四肢及骨盆内固定材料","f3315","cl331500238"]
[74287,25751,"骨科集中采购(创伤)","交锁型股骨髓内钉","金属带锁髓内钉（A型股骨带锁髓内钉）","大博医疗科技股份有限公司","913502007617290664","大博医疗科技股份有限公司","C0313110860300400419","0005385",null,"5328002c-d39d-11e9-953f-fa163e0a8baf","横锁钉 φ4.0*96mm","A-PFN-01","骨科材料","国械注准20163462433","金属带锁髓内钉-A型股骨带锁髓内钉-6","是","是",null,"骨科四肢及骨盆内固定材料","f3315","cl331500238"]
[74368,25751,"骨科集中采购(创伤)","交锁型股骨髓内钉","金属带锁髓内钉（A型股骨带锁髓内钉）","大博医疗科技股份有限公司","913502007617290664","大博医疗科技股份有限公司","C0313110860300400419","0005530",null,"533bf6c8-d39d-11e9-953f-fa163e0a8baf","横锁钉 φ4.9*114mm","A-PFN-01","骨科材料","国械注准20163462433","金属带锁髓内钉-A型股骨带锁髓内钉-6","是","是",null,"骨科四肢及骨盆内固定材料","f3315","cl331500238"]
[74505,25883,"骨科集中采购(创伤)","交锁型股骨髁上钉","金属带锁髓内钉（B型大型带锁髓内钉）","大博医疗科技股份有限公司","913502007617290664","大博医疗科技股份有限公司","C0313110860300400419","0005744",null,"868ac5ae-d39c-11e9-953f-fa163e0a8baf","横锁钉 φ4.9*28mm","B-DFN-02","骨科材料","国械注准20163462433","金属带锁髓内钉-B型大型带锁髓内钉-6","是","是",null,"骨科四肢及骨盆内固定材料","f3315","cl331500238"]
[74593,25883,"骨科集中采购(创伤)","交锁型股骨髁上钉","金属带锁髓内钉（B型大型带锁髓内钉）","大博医疗科技股份有限公司","913502007617290664","大博医疗科技股份有限公司","C0313110860300400419","0005818",null,"868de2ee-d39c-11e9-953f-fa163e0a8baf","横锁钉 φ4.0*58mm","B-DFN-02","骨科材料","国械注准20163462433","金属带锁髓内钉-B型大型带锁髓内钉-6","是","是",null,"骨科四肢及骨盆内固定材料","f3315","cl331500238"]
[74738,25736,"骨科集中采购(创伤)","交锁型股骨髁上钉","金属带锁髓内钉（B型大型带锁髓内钉）","大博医疗科技股份有限公司","913502007617290664","大博医疗科技股份有限公司","C0313110860300400419","0005955",null,"8693ff1e-d39c-11e9-953f-fa163e0a8baf","横锁钉 φ4.0*91mm","B-DFN-02","骨科材料","国械注准20163462433","金属带锁髓内钉-B型大型带锁髓内钉-6","是","是",null,"骨科四肢及骨盆内固定材料","f3315","cl331500238"]
[74798,25736,"骨科集中采购(创伤)","交锁型股骨髁上钉","金属带锁髓内钉（B型大型带锁髓内钉）","大博医疗科技股份有限公司","913502007617290664","大博医疗科技股份有限公司","C0313110860300400419","0006019",null,"8695ed15-d39c-11e9-953f-fa163e0a8baf","横锁钉 φ4.0*28mm","B-DFN-02","骨科材料","国械注准20163462433","金属带锁髓内钉-B型大型带锁髓内钉-6","是","是",null,"骨科四肢及骨盆内固定材料","f3315","cl331500238"]
[74899,25883,"骨科集中采购(创伤)","交锁型股骨髁上钉","金属带锁髓内钉（B型大型带锁髓内钉）","大博医疗科技股份有限公司","913502007617290664","大博医疗科技股份有限公司","C0313110860300400419","0006116",null,"869ca24f-d39c-11e9-953f-fa163e0a8baf","横锁钉 φ5.0*30mm","B-DFN-02","骨科材料","国械注准20163462433","金属带锁髓内钉-B型大型带锁髓内钉-6","是","是",null,"骨科四肢及骨盆内固定材料","f3315","cl331500238"]
[74948,25736,"骨科集中采购(创伤)","交锁型股骨髁上钉","金属带锁髓内钉（B型大型带锁髓内钉）","大博医疗科技股份有限公司","913502007617290664","大博医疗科技股份有限公司","C0313110860300400419","0006166",null,"869e1992-d39c-11e9-953f-fa163e0a8baf","横锁钉 φ5.3*36mm","B-DFN-02","骨科材料","国械注准20163462433","金属带锁髓内钉-B型大型带锁髓内钉-6","是","是",null,"骨科四肢及骨盆内固定材料","f3315","cl331500238"]
[75091,25883,"骨科集中采购(创伤)","交锁型股骨髁上钉","金属带锁髓内钉（B型大型带锁髓内钉）","大博医疗科技股份有限公司","913502007617290664","大博医疗科技股份有限公司","C0313110860300400419","0006310",null,"86a32cd9-d39c-11e9-953f-fa163e0a8baf","横锁钉 φ5.5*54mm","B-DFN-02","骨科材料","国械注准20163462433","金属带锁髓内钉-B型大型带锁髓内钉-6","是","是",null,"骨科四肢及骨盆内固定材料","f3315","cl331500238"]
[75173,25883,"骨科集中采购(创伤)","交锁型股骨髁上钉","金属带锁髓内钉（B型大型带锁髓内钉）","大博医疗科技股份有限公司","913502007617290664","大博医疗科技股份有限公司","C0313110860300400419","0006386",null,"86a600f5-d39c-11e9-953f-fa163e0a8baf","横锁钉 φ4.5*78mm","B-DFN-02","骨科材料","国械注准20163462433","金属带锁髓内钉-B型大型带锁髓内钉-6","是","是",null,"骨科四肢及骨盆内固定材料","f3315","cl331500238"]
[75288,25736,"骨科集中采购(创伤)","交锁型股骨髁上钉","金属带锁髓内钉（B型大型带锁髓内钉）","大博医疗科技股份有限公司","913502007617290664","大博医疗科技股份有限公司","C0313110860300400419","0006509",null,"86aaa0e7-d39c-11e9-953f-fa163e0a8baf","横锁钉 φ5.8*51mm","B-DFN-02","骨科材料","国械注准20163462433","金属带锁髓内钉-B型大型带锁髓内钉-6","是","是",null,"骨科四肢及骨盆内固定材料","f3315","cl331500238"]
[75334,25736,"骨科集中采购(创伤)","交锁型股骨髁上钉","金属带锁髓内钉（B型大型带锁髓内钉）","大博医疗科技股份有限公司","913502007617290664","大博医疗科技股份有限公司","C0313110860300400419","0006553",null,"86ac3afe-d39c-11e9-953f-fa163e0a8baf","横锁钉 φ4.5*111mm","B-DFN-02","骨科材料","国械注准20163462433","金属带锁髓内钉-B型大型带锁髓内钉-6","是","是",null,"骨科四肢及骨盆内固定材料","f3315","cl331500238"]
[75479,25883,"骨科集中采购(创伤)","交锁型股骨髁上钉","金属带锁髓内钉（B型大型带锁髓内钉）","大博医疗科技股份有限公司","913502007617290664","大博医疗科技股份有限公司","C0313110860300400419","0006703",null,"86b2b479-d39c-11e9-953f-fa163e0a8baf","横锁钉 φ5.8*62mm","B-DFN-02","骨科材料","国械注准20163462433","金属带锁髓内钉-B型大型带锁髓内钉-6","是","是",null,"骨科四肢及骨盆内固定材料","f3315","cl331500238"]
[75581,25883,"骨科集中采购(创伤)","交锁型股骨髁上钉","金属带锁髓内钉（B型大型带锁髓内钉）","大博医疗科技股份有限公司","913502007617290664","大博医疗科技股份有限公司","C0313110860300400419","0006829",null,"86b75391-d39c-11e9-953f-fa163e0a8baf","横锁钉 φ5.0*48mm","B-DFN-02","骨科材料","国械注准20163462433","金属带锁髓内钉-B型大型带锁髓内钉-6","是","是",null,"骨科四肢及骨盆内固定材料","f3315","cl331500238"]
[75640,25736,"骨科集中采购(创伤)","交锁型股骨髁上钉","金属带锁髓内钉（B型大型带锁髓内钉）","大博医疗科技股份有限公司","913502007617290664","大博医疗科技股份有限公司","C0313110860300400419","0006871",null,"86b8d580-d39c-11e9-953f-fa163e0a8baf","横锁钉 φ4.0*65mm","B-DFN-02","骨科材料","国械注准20163462433","金属带锁髓内钉-B型大型带锁髓内钉-6","是","是",null,"骨科四肢及骨盆内固定材料","f3315","cl331500238"]
[75785,25883,"骨科集中采购(创伤)","交锁型股骨髁上钉","金属带锁髓内钉（B型大型带锁髓内钉）","大博医疗科技股份有限公司","913502007617290664","大博医疗科技股份有限公司","C0313110860300400419","0007021",null,"86bec46c-d39c-11e9-953f-fa163e0a8baf","横锁钉 φ5.3*96mm","B-DFN-02","骨科材料","国械注准20163462433","金属带锁髓内钉-B型大型带锁髓内钉-6","是","是",null,"骨科四肢及骨盆内固定材料","f3315","cl331500238"]
[75874,25736,"骨科集中采购(创伤)","交锁型股骨髁上钉","金属带锁髓内钉（B型大型带锁髓内钉）","大博医疗科技股份有限公司","913502007617290664","大博医疗科技股份有限公司","C0313110860300400419","0007118",null,"86c2ccab-d39c-11e9-953f-fa163e0a8baf","横锁钉 φ4.5*119mm","B-DFN-02","骨科材料","国械注准20163462433","金属带锁髓内钉-B型大型带锁髓内钉-6","是","是",null,"骨科四肢及骨盆内固定材料","f3315","cl331500238"]
[75914,25736,"骨科集中采购(创伤)","交锁型股骨髁上钉","金属带锁髓内钉（B型大型带锁髓内钉）","大博医疗科技股份有限公司","913502007617290664","大博医疗科技股份有限公司","C0313110860300400419","0007154",null,"86c453cb-d39c-11e9-953f-fa163e0a8baf","横锁钉 φ5.3*117mm","B-DFN-02","骨科材料","国械注准20163462433","金属带锁髓内钉-B型大型带锁髓内钉-6","是","是",null,"骨科四肢及骨盆内固定材料","f3315","cl331500238"]
[75995,25883,"骨科集中采购(创伤)","交锁型股骨髁上钉","金属带锁髓内钉（B型大型带锁髓内钉）","大博医疗科技股份有限公司","913502007617290664","大博医疗科技股份有限公司","C0313110860300400419","0007246",null,"86c7d878-d39c-11e9-953f-fa163e0a8baf","横锁钉 φ5.8*67mm","B-DFN-02","骨科材料","国械注准20163462433","金属带锁髓内钉-B型大型带锁髓内钉-6","是","是",null,"骨科四肢及骨盆内固定材料","f3315","cl331500238"]
[76167,25747,"骨科集中采购(创伤)","交锁型股骨髓内钉","金属带锁髓内钉（A型大型带锁髓内钉）","大博医疗科技股份有限公司","913502007617290664","大博医疗科技股份有限公司","C0313110860300400419","0007412",null,"3400a3bf-d398-11e9-953f-fa163e0a8baf","横锁钉 φ5.0*28mm","A-UFN-02","骨科材料","国械注准20163462433","金属带锁髓内钉-A型大型带锁髓内钉-6","是","是",null,"骨科四肢及骨盆内固定材料","f3315","cl331500238"]
[76220,25747,"骨科集中采购(创伤)","交锁型股骨髓内钉","金属带锁髓内钉（A型大型带锁髓内钉）","大博医疗科技股份有限公司","913502007617290664","大博医疗科技股份有限公司","C0313110860300400419","0007465",null,"3402f130-d398-11e9-953f-fa163e0a8baf","横锁钉 φ5.3*67mm","A-UFN-02","骨科材料","国械注准20163462433","金属带锁髓内钉-A型大型带锁髓内钉-6","是","是",null,"骨科四肢及骨盆内固定材料","f3315","cl331500238"]
[76301,25874,"骨科集中采购(创伤)","交锁型股骨髓内钉","金属带锁髓内钉（A型大型带锁髓内钉）","大博医疗科技股份有限公司","913502007617290664","大博医疗科技股份有限公司","C0313110860300400419","0007546",null,"33e98872-d398-11e9-953f-fa163e0a8baf","横锁钉 φ4.5*34mm","A-UFN-01","骨科材料","国械注准20163462433","金属带锁髓内钉-A型大型带锁髓内钉-6","是","是",null,"骨科四肢及骨盆内固定材料","f3315","cl331500238"]
[76460,25747,"骨科集中采购(创伤)","交锁型股骨髓内钉","金属带锁髓内钉（A型大型带锁髓内钉）","大博医疗科技股份有限公司","913502007617290664","大博医疗科技股份有限公司","C0313110860300400419","0007705",null,"340afa38-d398-11e9-953f-fa163e0a8baf","横锁钉 φ4.9*41mm","A-UFN-02","骨科材料","国械注准20163462433","金属带锁髓内钉-A型大型带锁髓内钉-6","是","是",null,"骨科四肢及骨盆内固定材料","f3315","cl331500238"]
[76526,25747,"骨科集中采购(创伤)","交锁型股骨髓内钉","金属带锁髓内钉（A型大型带锁髓内钉）","大博医疗科技股份有限公司","913502007617290664","大博医疗科技股份有限公司","C0313110860300400419","0007771",null,"33ec3d1c-d398-11e9-953f-fa163e0a8baf","横锁钉 φ5.3*44mm","A-UFN-02","骨科材料","国械注准20163462433","金属带锁髓内钉-A型大型带锁髓内钉-6","是","是",null,"骨科四肢及骨盆内固定材料","f3315","cl331500238"]
[76562,25747,"骨科集中采购(创伤)","交锁型股骨髓内钉","金属带锁髓内钉（A型大型带锁髓内钉）","大博医疗科技股份有限公司","913502007617290664","大博医疗科技股份有限公司","C0313110860300400419","0007807",null,"33edcbd4-d398-11e9-953f-fa163e0a8baf","横锁钉 φ4.9*106mm","A-UFN-02","骨科材料","国械注准20163462433","金属带锁髓内钉-A型大型带锁髓内钉-6","是","是",null,"骨科四肢及骨盆内固定材料","f3315","cl331500238"]
[76655,25874,"骨科集中采购(创伤)","交锁型股骨髓内钉","金属带锁髓内钉（A型大型带锁髓内钉）","大博医疗科技股份有限公司","913502007617290664","大博医疗科技股份有限公司","C0313110860300400419","0007900",null,"34111153-d398-11e9-953f-fa163e0a8baf","横锁钉 φ5.8*76mm","A-UFN-01","骨科材料","国械注准20163462433","金属带锁髓内钉-A型大型带锁髓内钉-6","是","是",null,"骨科四肢及骨盆内固定材料","f3315","cl331500238"]
[76832,25874,"骨科集中采购(创伤)","交锁型股骨髓内钉","金属带锁髓内钉（A型大型带锁髓内钉）","大博医疗科技股份有限公司","913502007617290664","大博医疗科技股份有限公司","C0313110860300400419","0008077",null,"3419ee0b-d398-11e9-953f-fa163e0a8baf","横锁钉 φ5.5*68mm","A-UFN-01","骨科材料","国械注准20163462433","金属带锁髓内钉-A型大型带锁髓内钉-6","是","是",null,"骨科四肢及骨盆内固定材料","f3315","cl331500238"]
[76855,25747,"骨科集中采购(创伤)","交锁型股骨髓内钉","金属带锁髓内钉（A型大型带锁髓内钉）","大博医疗科技股份有限公司","913502007617290664","大博医疗科技股份有限公司","C0313110860300400419","0008100",null,"3427e6d0-d398-11e9-953f-fa163e0a8baf","横锁钉 φ4.5*78mm","A-UFN-02","骨科材料","国械注准20163462433","金属带锁髓内钉-A型大型带锁髓内钉-6","是","是",null,"骨科四肢及骨盆内固定材料","f3315","cl331500238"]
[76961,25747,"骨科集中采购(创伤)","交锁型股骨髓内钉","金属带锁髓内钉（A型大型带锁髓内钉）","大博医疗科技股份有限公司","913502007617290664","大博医疗科技股份有限公司","C0313110860300400419","0008206",null,"342ed421-d398-11e9-953f-fa163e0a8baf","横锁钉 φ5.3*113mm","A-UFN-02","骨科材料","国械注准20163462433","金属带锁髓内钉-A型大型带锁髓内钉-6","是","是",null,"骨科四肢及骨盆内固定材料","f3315","cl331500238"]
[77042,25874,"骨科集中采购(创伤)","交锁型股骨髓内钉","金属带锁髓内钉（A型大型带锁髓内钉）","大博医疗科技股份有限公司","913502007617290664","大博医疗科技股份有限公司","C0313110860300400419","0008287",null,"3433129c-d398-11e9-953f-fa163e0a8baf","横锁钉 φ5.8*107mm","A-UFN-01","骨科材料","国械注准20163462433","金属带锁髓内钉-A型大型带锁髓内钉-6","是","是",null,"骨科四肢及骨盆内固定材料","f3315","cl331500238"]
[77154,25874,"骨科集中采购(创伤)","交锁型股骨髓内钉","金属带锁髓内钉（A型大型带锁髓内钉）","大博医疗科技股份有限公司","913502007617290664","大博医疗科技股份有限公司","C0313110860300400419","0008399",null,"3437e69d-d398-11e9-953f-fa163e0a8baf","横锁钉 φ4.0*122mm","A-UFN-01","骨科材料","国械注准20163462433","金属带锁髓内钉-A型大型带锁髓内钉-6","是","是",null,"骨科四肢及骨盆内固定材料","f3315","cl331500238"]
[77267,25747,"骨科集中采购(创伤)","交锁型股骨髓内钉","金属带锁髓内钉（A型大型带锁髓内钉）","大博医疗科技股份有限公司","913502007617290664","大博医疗科技股份有限公司","C0313110860300400419","0008512",null,"343d6d95-d398-11e9-953f-fa163e0a8baf","横锁钉 φ4.0*48mm","A-UFN-02","骨科材料","国械注准20163462433","金属带锁髓内钉-A型大型带锁髓内钉-6","是","是",null,"骨科四肢及骨盆内固定材料","f3315","cl331500238"]
[77348,25747,"骨科集中采购(创伤)","交锁型股骨髓内钉","金属带锁髓内钉（A型大型带锁髓内钉）","大博医疗科技股份有限公司","913502007617290664","大博医疗科技股份有限公司","C0313110860300400419","0008593",null,"344142f6-d398-11e9-953f-fa163e0a8baf","横锁钉 φ4.9*13mm","A-UFN-02","骨科材料","国械注准20163462433","金属带锁髓内钉-A型大型带锁髓内钉-6","是","是",null,"骨科四肢及骨盆内固定材料","f3315","cl331500238"]
[77447,25747,"骨科集中采购(创伤)","交锁型股骨髓内钉","金属带锁髓内钉（A型大型带锁髓内钉）","大博医疗科技股份有限公司","913502007617290664","大博医疗科技股份有限公司","C0313110860300400419","0008692",null,"344631b4-d398-11e9-953f-fa163e0a8baf","横锁钉 φ5.3*68mm","A-UFN-02","骨科材料","国械注准20163462433","金属带锁髓内钉-A型大型带锁髓内钉-6","是","是",null,"骨科四肢及骨盆内固定材料","f3315","cl331500238"]
[77573,25747,"骨科集中采购(创伤)","交锁型股骨髓内钉","金属带锁髓内钉（A型大型带锁髓内钉）","大博医疗科技股份有限公司","913502007617290664","大博医疗科技股份有限公司","C0313110860300400419","0008818",null,"33f307fd-d398-11e9-953f-fa163e0a8baf","横锁钉 φ4.9*31mm","A-UFN-02","骨科材料","国械注准20163462433","金属带锁髓内钉-A型大型带锁髓内钉-6","是","是",null,"骨科四肢及骨盆内固定材料","f3315","cl331500238"]
[77654,25747,"骨科集中采购(创伤)","交锁型股骨髓内钉","金属带锁髓内钉（A型大型带锁髓内钉）","大博医疗科技股份有限公司","913502007617290664","大博医疗科技股份有限公司","C0313110860300400419","0008899",null,"33f740ae-d398-11e9-953f-fa163e0a8baf","横锁钉 φ5.8*41mm","A-UFN-02","骨科材料","国械注准20163462433","金属带锁髓内钉-A型大型带锁髓内钉-6","是","是",null,"骨科四肢及骨盆内固定材料","f3315","cl331500238"]
[77740,25874,"骨科集中采购(创伤)","交锁型股骨髓内钉","金属带锁髓内钉（A型大型带锁髓内钉）","大博医疗科技股份有限公司","913502007617290664","大博医疗科技股份有限公司","C0313110860300400419","0008985",null,"33fb2e17-d398-11e9-953f-fa163e0a8baf","横锁钉 φ5.5*77mm","A-UFN-01","骨科材料","国械注准20163462433","金属带锁髓内钉-A型大型带锁髓内钉-6","是","是",null,"骨科四肢及骨盆内固定材料","f3315","cl331500238"]
[77879,20396,"骨科集中采购(创伤)","普通螺钉","骨科用髓内钉（全螺纹锁钉）","浙江广慈医疗器械有限公司","9133028214475176XB","浙江广慈医疗器械有限公司","C0313110860300402615","0000019",null,"b7ffbc05-f178-11e9-99e3-fa163e0a8baf","6.4×50","SND-QSD-S",null,"国械注准20173460350","全螺纹锁钉","是","是",null,"骨科四肢及骨盆内固定材料","f3315","cl331500238"]
[77928,20396,"骨科集中采购(创伤)","普通螺钉","骨科用髓内钉（全螺纹锁钉）","浙江广慈医疗器械有限公司","9133028214475176XB","浙江广慈医疗器械有限公司","C0313110860300402615","0000068",null,"b80045d6-f178-11e9-99e3-fa163e0a8baf","5.0×35","SND-QSD-S",null,"国械注准20173460350","全螺纹锁钉","是","是",null,"骨科四肢及骨盆内固定材料","f3315","cl331500238"]
[78033,20396,"骨科集中采购(创伤)","普通螺钉","骨科用髓内钉（全螺纹锁钉）","浙江广慈医疗器械有限公司","9133028214475176XB","浙江广慈医疗器械有限公司","C0313110860300402615","0000173",null,"b800e283-f178-11e9-99e3-fa163e0a8baf","5.5×108","SND-QSD-S",null,"国械注准20173460350","全螺纹锁钉","是","是",null,"骨科四肢及骨盆内固定材料","f3315","cl331500238"]
[78185,20397,"骨科集中采购(创伤)","普通螺钉","骨科用髓内钉（全螺纹锁钉I）","浙江广慈医疗器械有限公司","9133028214475176XB","浙江广慈医疗器械有限公司","C0313110860300402615","0000325",null,"dd17b6bb-f178-11e9-99e3-fa163e0a8baf","6.4×44","SND-QSD1-S",null,"国械注准20173460350","全螺纹锁钉Ⅰ","是","是",null,"骨科四肢及骨盆内固定材料","f3315","cl331500238"]
[78230,20397,"骨科集中采购(创伤)","普通螺钉","骨科用髓内钉（全螺纹锁钉I）","浙江广慈医疗器械有限公司","9133028214475176XB","浙江广慈医疗器械有限公司","C0313110860300402615","0000370",null,"dd18037c-f178-11e9-99e3-fa163e0a8baf","4.0×44","SND-QSD1-S",null,"国械注准20173460350","全螺纹锁钉Ⅰ","是","是",null,"骨科四肢及骨盆内固定材料","f3315","cl331500238"]
[78314,20397,"骨科集中采购(创伤)","普通螺钉","骨科用髓内钉（全螺纹锁钉I）","浙江广慈医疗器械有限公司","9133028214475176XB","浙江广慈医疗器械有限公司","C0313110860300402615","0000454",null,"dd1888d1-f178-11e9-99e3-fa163e0a8baf","4.0×36","SND-QSD1-S",null,"国械注准20173460350","全螺纹锁钉Ⅰ","是","是",null,"骨科四肢及骨盆内固定材料","f3315","cl331500238"]
[78459,20401,"骨科集中采购(创伤)","普通螺钉","骨科用髓内钉（局部螺纹锁钉Ⅲ）","浙江广慈医疗器械有限公司","9133028214475176XB","浙江广慈医疗器械有限公司","C0313110860300402615","0000772",null,"19fc8193-f20d-11e9-99e3-fa163e0a8baf","6.4×94","SND-JSD3-S",null,"国械注准20173460350","局部螺纹锁钉Ⅲ","是","是",null,"骨科四肢及骨盆内固定材料","f3315","cl331500238"]
[78523,21076,"骨科集中采购(创伤)","交锁型胫骨髓内钉","带锁髓内钉（全螺纹锁钉）","苏州市康力骨科器械有限公司","91320582743110390H","苏州市康力骨科器械有限公司","C0313110860300407276","0000017",null,"730b4df5-dc4c-11e9-953f-fa163e0a8baf","锁钉 SD01: φ4.0×30mm","锁钉 SD01: φ4.0×30mm","带锁髓内钉SD01、02","国械注准20173460115","带锁髓内钉SD01、02","是","是",null,"骨科四肢及骨盆内固定材料","f3315","cl331500238"]
[78620,11728,"骨科集中采购(创伤)","交锁型股骨髓内钉","髓内钉系统（商品名：Synthes）-空心股骨髓内钉","强生（上海）医疗器材有限公司","91310115703465170L","强生（上海）医疗器材有限公司","C0313110860300409098","0000242",null,"7910c53f-d52b-11e9-953f-fa163e0a8baf","4.9 mm 自攻锁定螺栓，长40mm，钛合金","459.400","骨科材料","国械注进20193131564","锁定螺栓 Ø 4.9 mm, 自攻, 钛合金","是","是",null,"骨科四肢及骨盆内固定材料","f3315","cl331500238"]
[78669,11709,"骨科集中采购(创伤)","交锁型股骨髁上钉","髓内钉系统（商品名：Synthes）-股骨远端髓内钉","强生（上海）医疗器材有限公司","91310115703465170L","强生（上海）医疗器材有限公司","C0313110860300409098","0000259",null,"7910ed52-d52b-11e9-953f-fa163e0a8baf","4.9 mm 自攻锁定螺栓，长90mm，钛合金","459.900","骨科材料","国械注进20193131564","锁定螺栓 Ø 4.9 mm, 自攻, 钛合金","是","是",null,"骨科四肢及骨盆内固定材料","f3315","cl331500238"]
[78816,30226,"骨科集中采购(创伤)","交锁型肱骨髓内钉","金属髓内钉（肱骨髓内钉锁定螺钉）","浙江科惠医疗器械股份有限公司","91330700768670546E","浙江科惠医疗器械股份有限公司","C0313110860300606083","0000312",null,"302978f9-d459-11e9-953f-fa163e0a8baf","Φ4.0×47","SDS01型","骨科材料","国械注准20163460712","锁定螺钉","是","是",null,"骨科四肢及骨盆内固定材料","f3315","cl331500238"]
[78926,30226,"骨科集中采购(创伤)","交锁型肱骨髓内钉","金属髓内钉（肱骨髓内钉锁定螺钉）","浙江科惠医疗器械股份有限公司","91330700768670546E","浙江科惠医疗器械股份有限公司","C0313110860300606083","0000648",null,"302b4245-d459-11e9-953f-fa163e0a8baf","Φ4.0×27","SDS01型","骨科材料","国械注准20163460712","锁定螺钉","是","是",null,"骨科四肢及骨盆内固定材料","f3315","cl331500238"]
[78975,25751,"骨科集中采购(创伤)","交锁型股骨髓内钉","金属带锁髓内钉（A型股骨带锁髓内钉）","大博医疗科技股份有限公司","913502007617290664","大博医疗科技股份有限公司","C0313110860300800419","0001886",null,"52e5fe6a-d39d-11e9-953f-fa163e0a8baf","横锁钉 φ12.0*88mm","A-PFN-01","骨科材料","国械注准20163462433","金属带锁髓内钉-A型股骨带锁髓内钉-8","是","是",null,"骨科四肢及骨盆内固定材料","f3315","cl331500238"]
[79109,25751,"骨科集中采购(创伤)","交锁型股骨髓内钉","金属带锁髓内钉（A型股骨带锁髓内钉）","大博医疗科技股份有限公司","913502007617290664","大博医疗科技股份有限公司","C0313110860300800419","0002182",null,"52f26e53-d39d-11e9-953f-fa163e0a8baf","横锁钉 φ10.5*20mm","A-PFN-01","骨科材料","国械注准20163462433","金属带锁髓内钉-A型股骨带锁髓内钉-8","是","是",null,"骨科四肢及骨盆内固定材料","f3315","cl331500238"]
[79200,25751,"骨科集中采购(创伤)","交锁型股骨髓内钉","金属带锁髓内钉（A型股骨带锁髓内钉）","大博医疗科技股份有限公司","913502007617290664","大博医疗科技股份有限公司","C0313110860300800419","0002365",null,"5304e3ad-d39d-11e9-953f-fa163e0a8baf","横锁钉 φ14.0*36mm","A-PFN-01","骨科材料","国械注准20163462433","金属带锁髓内钉-A型股骨带锁髓内钉-8","是","是",null,"骨科四肢及骨盆内固定材料","f3315","cl331500238"]
[79281,25751,"骨科集中采购(创伤)","交锁型股骨髓内钉","金属带锁髓内钉（A型股骨带锁髓内钉）","大博医疗科技股份有限公司","913502007617290664","大博医疗科技股份有限公司","C0313110860300800419","0002534",null,"530b495f-d39d-11e9-953f-fa163e0a8baf","横锁钉 φ10.5*53mm","A-PFN-01","骨科材料","国械注准20163462433","金属带锁髓内钉-A型股骨带锁髓内钉-8","是","是",null,"骨科四肢及骨盆内固定材料","f3315","cl331500238"]
[79402,25751,"骨科集中采购(创伤)","交锁型股骨髓内钉","金属带锁髓内钉（A型股骨带锁髓内钉）","大博医疗科技股份有限公司","913502007617290664","大博医疗科技股份有限公司","C0313110860300800419","0002785",null,"534b8222-d39d-11e9-953f-fa163e0a8baf","横锁钉 φ12.7*79mm","A-PFN-01","骨科材料","国械注准20163462433","金属带锁髓内钉-A型股骨带锁髓内钉-8","是","是",null,"骨科四肢及骨盆内固定材料","f3315","cl331500238"]
[79506,25751,"骨科集中采购(创伤)","交锁型股骨髓内钉","金属带锁髓内钉（A型股骨带锁髓内钉）","大博医疗科技股份有限公司","913502007617290664","大博医疗科技股份有限公司","C0313110860300800419","0003002",null,"53173c2e-d39d-11e9-953f-fa163e0a8baf","横锁钉 φ12.0*79mm","A-PFN-01","骨科材料","国械注准20163462433","金属带锁髓内钉-A型股骨带锁髓内钉-8","是","是",null,"骨科四肢及骨盆内固定材料","f3315","cl331500238"]
[79587,25751,"骨科集中采购(创伤)","交锁型股骨髓内钉","金属带锁髓内钉（A型股骨带锁髓内钉）","大博医疗科技股份有限公司","913502007617290664","大博医疗科技股份有限公司","C0313110860300800419","0003167",null,"532000fa-d39d-11e9-953f-fa163e0a8baf","横锁钉 φ12.0*53mm","A-PFN-01","骨科材料","国械注准20163462433","金属带锁髓内钉-A型股骨带锁髓内钉-8","是","是",null,"骨科四肢及骨盆内固定材料","f3315","cl331500238"]
[79695,25751,"骨科集中采购(创伤)","交锁型股骨髓内钉","金属带锁髓内钉（A型股骨带锁髓内钉）","大博医疗科技股份有限公司","913502007617290664","大博医疗科技股份有限公司","C0313110860300800419","0003351",null,"53386e75-d39d-11e9-953f-fa163e0a8baf","横锁钉 φ12.7*103mm","A-PFN-01","骨科材料","国械注准20163462433","金属带锁髓内钉-A型股骨带锁髓内钉-8","是","是",null,"骨科四肢及骨盆内固定材料","f3315","cl331500238"]
[79716,25751,"骨科集中采购(创伤)","交锁型股骨髓内钉","金属带锁髓内钉（A型股骨带锁髓内钉）","大博医疗科技股份有限公司","913502007617290664","大博医疗科技股份有限公司","C0313110860300800419","0003387",null,"53397ecc-d39d-11e9-953f-fa163e0a8baf","横锁钉 φ14.0*54mm","A-PFN-01","骨科材料","国械注准20163462433","金属带锁髓内钉-A型股骨带锁髓内钉-8","是","是",null,"骨科四肢及骨盆内固定材料","f3315","cl331500238"]
[79892,20458,"骨科集中采购(创伤)","股骨近端交锁钉(螺旋刀片)","骨科用髓内钉（螺旋锁钉）","浙江广慈医疗器械有限公司","9133028214475176XB","浙江广慈医疗器械有限公司","C0313110860300802615","0000039",null,"f9940f08-f20d-11e9-99e3-fa163e0a8baf","11.0×78","SND-LSD-S",null,"国械注准20173460350","螺旋锁钉","是","是",null,"骨科四肢及骨盆内固定材料","f3315","cl331500238"]
[79941,32801,"骨科集中采购(创伤)","交锁型股骨髓内钉","金属髓内钉(商品名：ZNN)(拉力螺钉)","捷迈（上海）医疗国际贸易有限公司","913100007340651456","捷迈（上海）医疗国际贸易有限公司","C0313110860300907551","0000005",null,null,"10.5x90","47-2485-090-10","骨科材料","国械注进20143135679","拉力螺钉，灭菌","是","是",null,"骨科四肢及骨盆内固定材料","f3315","cl331500238"]
[80022,25751,"骨科集中采购(创伤)","交锁型股骨髓内钉","金属带锁髓内钉（A型股骨带锁髓内钉）","大博医疗科技股份有限公司","913502007617290664","大博医疗科技股份有限公司","C0313110860301000419","0005961",null,"52ea0071-d39d-11e9-953f-fa163e0a8baf","横锁钉 φ7.3*137mm","A-PFN-01","骨科材料","国械注准20163462433","金属带锁髓内钉-A型股骨带锁髓内钉-10","是","是",null,"骨科四肢及骨盆内固定材料","f3315","cl331500238"]
[80185,25751,"骨科集中采购(创伤)","交锁型股骨髓内钉","金属带锁髓内钉（A型股骨带锁髓内钉）","大博医疗科技股份有限公司","913502007617290664","大博医疗科技股份有限公司","C0313110860301000419","0006283",null,"5301548d-d39d-11e9-953f-fa163e0a8baf","横锁钉 φ8.5*34mm","A-PFN-01","骨科材料","国械注准20163462433","金属带锁髓内钉-A型股骨带锁髓内钉-10","是","是",null,"骨科四肢及骨盆内固定材料","f3315","cl331500238"]
[80247,25751,"骨科集中采购(创伤)","交锁型股骨髓内钉","金属带锁髓内钉（A型股骨带锁髓内钉）","大博医疗科技股份有限公司","913502007617290664","大博医疗科技股份有限公司","C0313110860301000419","0006406",null,"53072b05-d39d-11e9-953f-fa163e0a8baf","横锁钉 φ7.5*126mm","A-PFN-01","骨科材料","国械注准20163462433","金属带锁髓内钉-A型股骨带锁髓内钉-10","是","是",null,"骨科四肢及骨盆内固定材料","f3315","cl331500238"]
[80328,25751,"骨科集中采购(创伤)","交锁型股骨髓内钉","金属带锁髓内钉（A型股骨带锁髓内钉）","大博医疗科技股份有限公司","913502007617290664","大博医疗科技股份有限公司","C0313110860301000419","0006576",null,"5311e6e3-d39d-11e9-953f-fa163e0a8baf","横锁钉 φ8.5*138mm","A-PFN-01","骨科材料","国械注准20163462433","金属带锁髓内钉-A型股骨带锁髓内钉-10","是","是",null,"骨科四肢及骨盆内固定材料","f3315","cl331500238"]
[80389,25751,"骨科集中采购(创伤)","交锁型股骨髓内钉","金属带锁髓内钉（A型股骨带锁髓内钉）","大博医疗科技股份有限公司","913502007617290664","大博医疗科技股份有限公司","C0313110860301000419","0006704",null,"534d67d3-d39d-11e9-953f-fa163e0a8baf","横锁钉 φ7.0*124mm","A-PFN-01","骨科材料","国械注准20163462433","金属带锁髓内钉-A型股骨带锁髓内钉-10","是","是",null,"骨科四肢及骨盆内固定材料","f3315","cl331500238"]
[80553,25751,"骨科集中采购(创伤)","交锁型股骨髓内钉","金属带锁髓内钉（A型股骨带锁髓内钉）","大博医疗科技股份有限公司","913502007617290664","大博医疗科技股份有限公司","C0313110860301000419","0007018",null,"532110bd-d39d-11e9-953f-fa163e0a8baf","横锁钉 φ7.3*28mm","A-PFN-01","骨科材料","国械注准20163462433","金属带锁髓内钉-A型股骨带锁髓内钉-10","是","是",null,"骨科四肢及骨盆内固定材料","f3315","cl331500238"]
[80634,25751,"骨科集中采购(创伤)","交锁型股骨髓内钉","金属带锁髓内钉（A型股骨带锁髓内钉）","大博医疗科技股份有限公司","913502007617290664","大博医疗科技股份有限公司","C0313110860301000419","0007184",null,"5339cdc5-d39d-11e9-953f-fa163e0a8baf","横锁钉 φ9.0*112mm","A-PFN-01","骨科材料","国械注准20163462433","金属带锁髓内钉-A型股骨带锁髓内钉-10","是","是",null,"骨科四肢及骨盆内固定材料","f3315","cl331500238"]
[80682,25751,"骨科集中采购(创伤)","交锁型股骨髓内钉","金属带锁髓内钉（A型股骨带锁髓内钉）","大博医疗科技股份有限公司","913502007617290664","大博医疗科技股份有限公司","C0313110860301000419","0007286",null,"533eaf1c-d39d-11e9-953f-fa163e0a8baf","横锁钉 φ8.0*75mm","A-PFN-01","骨科材料","国械注准20163462433","金属带锁髓内钉-A型股骨带锁髓内钉-10","是","是",null,"骨科四肢及骨盆内固定材料","f3315","cl331500238"]
[80859,25883,"骨科集中采购(创伤)","交锁型股骨髁上钉","金属带锁髓内钉（B型大型带锁髓内钉）","大博医疗科技股份有限公司","913502007617290664","大博医疗科技股份有限公司","C0313110860301000419","0007593",null,"86926c76-d39c-11e9-953f-fa163e0a8baf","横锁钉 φ7.0*96mm","B-DFN-02","骨科材料","国械注准20163462433","金属带锁髓内钉-B型大型带锁髓内钉-10","是","是",null,"骨科四肢及骨盆内固定材料","f3315","cl331500238"]
[80940,25736,"骨科集中采购(创伤)","交锁型股骨髁上钉","金属带锁髓内钉（B型大型带锁髓内钉）","大博医疗科技股份有限公司","913502007617290664","大博医疗科技股份有限公司","C0313110860301000419","0007698",null,"8696e27b-d39c-11e9-953f-fa163e0a8baf","横锁钉 φ7.5*44mm","B-DFN-02","骨科材料","国械注准20163462433","金属带锁髓内钉-B型大型带锁髓内钉-10","是","是",null,"骨科四肢及骨盆内固定材料","f3315","cl331500238"]
[80975,25883,"骨科集中采购(创伤)","交锁型股骨髁上钉","金属带锁髓内钉（B型大型带锁髓内钉）","大博医疗科技股份有限公司","913502007617290664","大博医疗科技股份有限公司","C0313110860301000419","0007756",null,"869ca8c4-d39c-11e9-953f-fa163e0a8baf","横锁钉 φ7.5*94mm","B-DFN-02","骨科材料","国械注准20163462433","金属带锁髓内钉-B型大型带锁髓内钉-10","是","是",null,"骨科四肢及骨盆内固定材料","f3315","cl331500238"]
[81069,25883,"骨科集中采购(创伤)","交锁型股骨髁上钉","金属带锁髓内钉（B型大型带锁髓内钉）","大博医疗科技股份有限公司","913502007617290664","大博医疗科技股份有限公司","C0313110860301000419","0007884",null,"86a24e04-d39c-11e9-953f-fa163e0a8baf","横锁钉 φ7.5*31mm","B-DFN-02","骨科材料","国械注准20163462433","金属带锁髓内钉-B型大型带锁髓内钉-10","是","是",null,"骨科四肢及骨盆内固定材料","f3315","cl331500238"]
[81172,25736,"骨科集中采购(创伤)","交锁型股骨髁上钉","金属带锁髓内钉（B型大型带锁髓内钉）","大博医疗科技股份有限公司","913502007617290664","大博医疗科技股份有限公司","C0313110860301000419","0008023",null,"86a9069e-d39c-11e9-953f-fa163e0a8baf","横锁钉 φ7.0*91mm","B-DFN-02","骨科材料","国械注准20163462433","金属带锁髓内钉-B型大型带锁髓内钉-10","是","是",null,"骨科四肢及骨盆内固定材料","f3315","cl331500238"]
[81294,25736,"骨科集中采购(创伤)","交锁型股骨髁上钉","金属带锁髓内钉（B型大型带锁髓内钉）","大博医疗科技股份有限公司","913502007617290664","大博医疗科技股份有限公司","C0313110860301000419","0008236",null,"86b26630-d39c-11e9-953f-fa163e0a8baf","横锁钉 φ7.0*122mm","B-DFN-02","骨科材料","国械注准20163462433","金属带锁髓内钉-B型大型带锁髓内钉-10","是","是",null,"骨科四肢及骨盆内固定材料","f3315","cl331500238"]
[81375,25883,"骨科集中采购(创伤)","交锁型股骨髁上钉","金属带锁髓内钉（B型大型带锁髓内钉）","大博医疗科技股份有限公司","913502007617290664","大博医疗科技股份有限公司","C0313110860301000419","0008365",null,"86b7c08c-d39c-11e9-953f-fa163e0a8baf","横锁钉 φ7.3*42mm","B-DFN-02","骨科材料","国械注准20163462433","金属带锁髓内钉-B型大型带锁髓内钉-10","是","是",null,"骨科四肢及骨盆内固定材料","f3315","cl331500238"]
[81465,25883,"骨科集中采购(创伤)","交锁型股骨髁上钉","金属带锁髓内钉（B型大型带锁髓内钉）","大博医疗科技股份有限公司","913502007617290664","大博医疗科技股份有限公司","C0313110860301000419","0008493",null,"86bd4e90-d39c-11e9-953f-fa163e0a8baf","横锁钉 φ7.3*75mm","B-DFN-02","骨科材料","国械注准20163462433","金属带锁髓内钉-B型大型带锁髓内钉-10","是","是",null,"骨科四肢及骨盆内固定材料","f3315","cl331500238"]
[81600,25736,"骨科集中采购(创伤)","交锁型股骨髁上钉","金属带锁髓内钉（B型大型带锁髓内钉）","大博医疗科技股份有限公司","913502007617290664","大博医疗科技股份有限公司","C0313110860301000419","0008692",null,"86c6ed56-d39c-11e9-953f-fa163e0a8baf","横锁钉 φ7.3*19mm","B-DFN-02","骨科材料","国械注准20163462433","金属带锁髓内钉-B型大型带锁髓内钉-10","是","是",null,"骨科四肢及骨盆内固定材料","f3315","cl331500238"]
[81681,25883,"骨科集中采购(创伤)","交锁型股骨髁上钉","金属带锁髓内钉（B型大型带锁髓内钉）","大博医疗科技股份有限公司","913502007617290664","大博医疗科技股份有限公司","C0313110860301000419","0008792",null,"86cb526a-d39c-11e9-953f-fa163e0a8baf","横锁钉 φ8.0*128mm","B-DFN-02","骨科材料","国械注准20163462433","金属带锁髓内钉-B型大型带锁髓内钉-10","是","是",null,"骨科四肢及骨盆内固定材料","f3315","cl331500238"]
[81758,25874,"骨科集中采购(创伤)","交锁型股骨髓内钉","金属带锁髓内钉（A型大型带锁髓内钉）","大博医疗科技股份有限公司","913502007617290664","大博医疗科技股份有限公司","C0313110860301000419","0008887",null,"340137e2-d398-11e9-953f-fa163e0a8baf","横锁钉 φ9.0*40mm","A-UFN-01","骨科材料","国械注准20163462433","金属带锁髓内钉-A型大型带锁髓内钉-8","是","是",null,"骨科四肢及骨盆内固定材料","f3315","cl331500238"]
[81906,25874,"骨科集中采购(创伤)","交锁型股骨髓内钉","金属带锁髓内钉（A型大型带锁髓内钉）","大博医疗科技股份有限公司","913502007617290664","大博医疗科技股份有限公司","C0313110860301000419","0009035",null,"33e9094b-d398-11e9-953f-fa163e0a8baf","横锁钉 φ6.3*127mm","A-UFN-01","骨科材料","国械注准20163462433","金属带锁髓内钉-A型大型带锁髓内钉-8","是","是",null,"骨科四肢及骨盆内固定材料","f3315","cl331500238"]
[81955,25874,"骨科集中采购(创伤)","交锁型股骨髓内钉","金属带锁髓内钉（A型大型带锁髓内钉）","大博医疗科技股份有限公司","913502007617290664","大博医疗科技股份有限公司","C0313110860301000419","0009084",null,"33ea07c8-d398-11e9-953f-fa163e0a8baf","横锁钉 φ8.0*70mm","A-UFN-01","骨科材料","国械注准20163462433","金属带锁髓内钉-A型大型带锁髓内钉-8","是","是",null,"骨科四肢及骨盆内固定材料","f3315","cl331500238"]
[82051,25874,"骨科集中采购(创伤)","交锁型股骨髓内钉","金属带锁髓内钉（A型大型带锁髓内钉）","大博医疗科技股份有限公司","913502007617290664","大博医疗科技股份有限公司","C0313110860301000419","0009180",null,"3407f1bf-d398-11e9-953f-fa163e0a8baf","横锁钉 φ8.0*61mm","A-UFN-01","骨科材料","国械注准20163462433","金属带锁髓内钉-A型大型带锁髓内钉-8","是","是",null,"骨科四肢及骨盆内固定材料","f3315","cl331500238"]
[82116,25874,"骨科集中采购(创伤)","交锁型股骨髓内钉","金属带锁髓内钉（A型大型带锁髓内钉）","大博医疗科技股份有限公司","913502007617290664","大博医疗科技股份有限公司","C0313110860301000419","0009245",null,"340a4bf4-d398-11e9-953f-fa163e0a8baf","横锁钉 φ7.5*113mm","A-UFN-01","骨科材料","国械注准20163462433","金属带锁髓内钉-A型大型带锁髓内钉-8","是","是",null,"骨科四肢及骨盆内固定材料","f3315","cl331500238"]
[82261,25874,"骨科集中采购(创伤)","交锁型股骨髓内钉","金属带锁髓内钉（A型大型带锁髓内钉）","大博医疗科技股份有限公司","913502007617290664","大博医疗科技股份有限公司","C0313110860301000419","0009390",null,"340d39f1-d398-11e9-953f-fa163e0a8baf","横锁钉 φ6.0*129mm","A-UFN-01","骨科材料","国械注准20163462433","金属带锁髓内钉-A型大型带锁髓内钉-8","是","是",null,"骨科四肢及骨盆内固定材料","f3315","cl331500238"]
[82344,25874,"骨科集中采购(创伤)","交锁型股骨髓内钉","金属带锁髓内钉（A型大型带锁髓内钉）","大博医疗科技股份有限公司","913502007617290664","大博医疗科技股份有限公司","C0313110860301000419","0009473",null,"340e7fb4-d398-11e9-953f-fa163e0a8baf","横锁钉 φ6.0*96mm","A-UFN-01","骨科材料","国械注准20163462433","金属带锁髓内钉-A型大型带锁髓内钉-8","是","是",null,"骨科四肢及骨盆内固定材料","f3315","cl331500238"]
[82486,25874,"骨科集中采购(创伤)","交锁型股骨髓内钉","金属带锁髓内钉（A型大型带锁髓内钉）","大博医疗科技股份有限公司","913502007617290664","大博医疗科技股份有限公司","C0313110860301000419","0009615",null,"3412cb9f-d398-11e9-953f-fa163e0a8baf","横锁钉 φ8.0*20mm","A-UFN-01","骨科材料","国械注准20163462433","金属带锁髓内钉-A型大型带锁髓内钉-8","是","是",null,"骨科四肢及骨盆内固定材料","f3315","cl331500238"]
[82567,25874,"骨科集中采购(创伤)","交锁型股骨髓内钉","金属带锁髓内钉（A型大型带锁髓内钉）","大博医疗科技股份有限公司","913502007617290664","大博医疗科技股份有限公司","C0313110860301000419","0009696",null,"3415295f-d398-11e9-953f-fa163e0a8baf","横锁钉 φ6.5*44mm","A-UFN-01","骨科材料","国械注准20163462433","金属带锁髓内钉-A型大型带锁髓内钉-8","是","是",null,"骨科四肢及骨盆内固定材料","f3315","cl331500238"]
[82637,25874,"骨科集中采购(创伤)","交锁型股骨髓内钉","金属带锁髓内钉（A型大型带锁髓内钉）","大博医疗科技股份有限公司","913502007617290664","大博医疗科技股份有限公司","C0313110860301000419","0009766",null,"34174ae1-d398-11e9-953f-fa163e0a8baf","横锁钉 φ8.5*86mm","A-UFN-01","骨科材料","国械注准20163462433","金属带锁髓内钉-A型大型带锁髓内钉-8","是","是",null,"骨科四肢及骨盆内固定材料","f3315","cl331500238"]
[82696,25874,"骨科集中采购(创伤)","交锁型股骨髓内钉","金属带锁髓内钉（A型大型带锁髓内钉）","大博医疗科技股份有限公司","913502007617290664","大博医疗科技股份有限公司","C0313110860301000419","0009825",null,"341923d3-d398-11e9-953f-fa163e0a8baf","横锁钉 φ7.3*122mm","A-UFN-01","骨科材料","国械注准20163462433","金属带锁髓内钉-A型大型带锁髓内钉-8","是","是",null,"骨科四肢及骨盆内固定材料","f3315","cl331500238"]
[82834,25874,"骨科集中采购(创伤)","交锁型股骨髓内钉","金属带锁髓内钉（A型大型带锁髓内钉）","大博医疗科技股份有限公司","913502007617290664","大博医疗科技股份有限公司","C0313110860301000419","0009963",null,"342bf604-d398-11e9-953f-fa163e0a8baf","横锁钉 φ8.0*39mm","A-UFN-01","骨科材料","国械注准20163462433","金属带锁髓内钉-A型大型带锁髓内钉-8","是","是",null,"骨科四肢及骨盆内固定材料","f3315","cl331500238"]
[82953,25747,"骨科集中采购(创伤)","交锁型股骨髓内钉","金属带锁髓内钉（A型大型带锁髓内钉）","大博医疗科技股份有限公司","913502007617290664","大博医疗科技股份有限公司","C0313110860301000419","0010082",null,"34304a78-d398-11e9-953f-fa163e0a8baf","横锁钉 φ6.3*106mm","A-UFN-02","骨科材料","国械注准20163462433","金属带锁髓内钉-A型大型带锁髓内钉-8","是","是",null,"骨科四肢及骨盆内固定材料","f3315","cl331500238"]
[83002,25747,"骨科集中采购(创伤)","交锁型股骨髓内钉","金属带锁髓内钉（A型大型带锁髓内钉）","大博医疗科技股份有限公司","913502007617290664","大博医疗科技股份有限公司","C0313110860301000419","0010131",null,"3431c919-d398-11e9-953f-fa163e0a8baf","横锁钉 φ6.3*21mm","A-UFN-02","骨科材料","国械注准20163462433","金属带锁髓内钉-A型大型带锁髓内钉-8","是","是",null,"骨科四肢及骨盆内固定材料","f3315","cl331500238"]
[83127,25747,"骨科集中采购(创伤)","交锁型股骨髓内钉","金属带锁髓内钉（A型大型带锁髓内钉）","大博医疗科技股份有限公司","913502007617290664","大博医疗科技股份有限公司","C0313110860301000419","0010256",null,"3436c627-d398-11e9-953f-fa163e0a8baf","横锁钉 φ7.3*14mm","A-UFN-02","骨科材料","国械注准20163462433","金属带锁髓内钉-A型大型带锁髓内钉-8","是","是",null,"骨科四肢及骨盆内固定材料","f3315","cl331500238"]
[83227,25747,"骨科集中采购(创伤)","交锁型股骨髓内钉","金属带锁髓内钉（A型大型带锁髓内钉）","大博医疗科技股份有限公司","913502007617290664","大博医疗科技股份有限公司","C0313110860301000419","0010356",null,"3439fad2-d398-11e9-953f-fa163e0a8baf","横锁钉 φ6.3*83mm","A-UFN-02","骨科材料","国械注准20163462433","金属带锁髓内钉-A型大型带锁髓内钉-8","是","是",null,"骨科四肢及骨盆内固定材料","f3315","cl331500238"]
[83308,25747,"骨科集中采购(创伤)","交锁型股骨髓内钉","金属带锁髓内钉（A型大型带锁髓内钉）","大博医疗科技股份有限公司","913502007617290664","大博医疗科技股份有限公司","C0313110860301000419","0010437",null,"343d4642-d398-11e9-953f-fa163e0a8baf","横锁钉 φ8.0*69mm","A-UFN-02","骨科材料","国械注准20163462433","金属带锁髓内钉-A型大型带锁髓内钉-8","是","是",null,"骨科四肢及骨盆内固定材料","f3315","cl331500238"]
[83420,25874,"骨科集中采购(创伤)","交锁型股骨髓内钉","金属带锁髓内钉（A型大型带锁髓内钉）","大博医疗科技股份有限公司","913502007617290664","大博医疗科技股份有限公司","C0313110860301000419","0010549",null,"34413606-d398-11e9-953f-fa163e0a8baf","横锁钉 φ6.9*26mm","A-UFN-01","骨科材料","国械注准20163462433","金属带锁髓内钉-A型大型带锁髓内钉-8","是","是",null,"骨科四肢及骨盆内固定材料","f3315","cl331500238"]
[83533,25747,"骨科集中采购(创伤)","交锁型股骨髓内钉","金属带锁髓内钉（A型大型带锁髓内钉）","大博医疗科技股份有限公司","913502007617290664","大博医疗科技股份有限公司","C0313110860301000419","0010662",null,"3444aabe-d398-11e9-953f-fa163e0a8baf","横锁钉 φ9.0*26mm","A-UFN-02","骨科材料","国械注准20163462433","金属带锁髓内钉-A型大型带锁髓内钉-8","是","是",null,"骨科四肢及骨盆内固定材料","f3315","cl331500238"]
[83614,25874,"骨科集中采购(创伤)","交锁型股骨髓内钉","金属带锁髓内钉（A型大型带锁髓内钉）","大博医疗科技股份有限公司","913502007617290664","大博医疗科技股份有限公司","C0313110860301000419","0010743",null,"34478350-d398-11e9-953f-fa163e0a8baf","横锁钉 φ7.5*74mm","A-UFN-01","骨科材料","国械注准20163462433","金属带锁髓内钉-A型大型带锁髓内钉-8","是","是",null,"骨科四肢及骨盆内固定材料","f3315","cl331500238"]
[83719,25874,"骨科集中采购(创伤)","交锁型股骨髓内钉","金属带锁髓内钉（A型大型带锁髓内钉）","大博医疗科技股份有限公司","913502007617290664","大博医疗科技股份有限公司","C0313110860301000419","0010848",null,"33f2ff42-d398-11e9-953f-fa163e0a8baf","横锁钉 φ9.0*43mm","A-UFN-01","骨科材料","国械注准20163462433","金属带锁髓内钉-A型大型带锁髓内钉-8","是","是",null,"骨科四肢及骨盆内固定材料","f3315","cl331500238"]
[83743,25874,"骨科集中采购(创伤)","交锁型股骨髓内钉","金属带锁髓内钉（A型大型带锁髓内钉）","大博医疗科技股份有限公司","913502007617290664","大博医疗科技股份有限公司","C0313110860301000419","0010872",null,"33f39001-d398-11e9-953f-fa163e0a8baf","横锁钉 φ6.5*54mm","A-UFN-01","骨科材料","国械注准20163462433","金属带锁髓内钉-A型大型带锁髓内钉-8","是","是",null,"骨科四肢及骨盆内固定材料","f3315","cl331500238"]
[83920,25747,"骨科集中采购(创伤)","交锁型股骨髓内钉","金属带锁髓内钉（A型大型带锁髓内钉）","大博医疗科技股份有限公司","913502007617290664","大博医疗科技股份有限公司","C0313110860301000419","0011049",null,"33f99ba7-d398-11e9-953f-fa163e0a8baf","横锁钉 φ8.5*47mm","A-UFN-02","骨科材料","国械注准20163462433","金属带锁髓内钉-A型大型带锁髓内钉-8","是","是",null,"骨科四肢及骨盆内固定材料","f3315","cl331500238"]
[84012,25747,"骨科集中采购(创伤)","交锁型股骨髓内钉","金属带锁髓内钉（A型大型带锁髓内钉）","大博医疗科技股份有限公司","913502007617290664","大博医疗科技股份有限公司","C0313110860301000419","0011141",null,"33fca355-d398-11e9-953f-fa163e0a8baf","横锁钉 φ6.9*71mm","A-UFN-02","骨科材料","国械注准20163462433","金属带锁髓内钉-A型大型带锁髓内钉-8","是","是",null,"骨科四肢及骨盆内固定材料","f3315","cl331500238"]
[84049,25747,"骨科集中采购(创伤)","交锁型股骨髓内钉","金属带锁髓内钉（A型大型带锁髓内钉）","大博医疗科技股份有限公司","913502007617290664","大博医疗科技股份有限公司","C0313110860301000419","0011178",null,"33fdc957-d398-11e9-953f-fa163e0a8baf","横锁钉 φ6.3*34mm","A-UFN-02","骨科材料","国械注准20163462433","金属带锁髓内钉-A型大型带锁髓内钉-8","是","是",null,"骨科四肢及骨盆内固定材料","f3315","cl331500238"]
[84130,12681,"骨科集中采购(创伤)","股骨近端交锁钉(螺旋刀片)","骨接合植入物交锁髓内钉（拉力螺钉）","苏州苏南捷迈得医疗器械有限公司","91320582720653982K","苏州苏南捷迈得医疗器械有限公司","C0313110860301001950","0000007",null,"7e23b20c-c574-11e9-953f-fa163e0a8baf","Φ6.0*135mm","拉力螺钉","骨科集中采购(创伤)","国械注准20163462365","拉力螺钉（钛合金）","是","是",null,"骨科四肢及骨盆内固定材料","f3315","cl331500238"]
[84305,25751,"骨科集中采购(创伤)","交锁型股骨髓内钉","金属带锁髓内钉（A型股骨带锁髓内钉）","大博医疗科技股份有限公司","913502007617290664","大博医疗科技股份有限公司","C0313110860301200419","0000283",null,"53486149-d39d-11e9-953f-fa163e0a8baf","横锁钉 φ6.0*113mm","A-PFN-01","骨科材料","国械注准20163462433","金属带锁髓内钉-A型股骨带锁髓内钉-12","是","是",null,"骨科四肢及骨盆内固定材料","f3315","cl331500238"]
[84355,25751,"骨科集中采购(创伤)","交锁型股骨髓内钉","金属带锁髓内钉（A型股骨带锁髓内钉）","大博医疗科技股份有限公司","913502007617290664","大博医疗科技股份有限公司","C0313110860301200419","0000393",null,"534ef131-d39d-11e9-953f-fa163e0a8baf","横锁钉 φ6.3*138mm","A-PFN-01","骨科材料","国械注准20163462433","金属带锁髓内钉-A型股骨带锁髓内钉-12","是","是",null,"骨科四肢及骨盆内固定材料","f3315","cl331500238"]
[84407,25751,"骨科集中采购(创伤)","交锁型股骨髓内钉","金属带锁髓内钉（A型股骨带锁髓内钉）","大博医疗科技股份有限公司","913502007617290664","大博医疗科技股份有限公司","C0313110860301200419","0000495",null,"5303295a-d39d-11e9-953f-fa163e0a8baf","横锁钉 φ6.3*86mm","A-PFN-01","骨科材料","国械注准20163462433","金属带锁髓内钉-A型股骨带锁髓内钉-12","是","是",null,"骨科四肢及骨盆内固定材料","f3315","cl331500238"]
[84580,25751,"骨科集中采购(创伤)","交锁型股骨髓内钉","金属带锁髓内钉（A型股骨带锁髓内钉）","大博医疗科技股份有限公司","913502007617290664","大博医疗科技股份有限公司","C0313110860301200419","0000838",null,"53258907-d39d-11e9-953f-fa163e0a8baf","横锁钉 φ6.3*103mm","A-PFN-01","骨科材料","国械注准20163462433","金属带锁髓内钉-A型股骨带锁髓内钉-12","是","是",null,"骨科四肢及骨盆内固定材料","f3315","cl331500238"]
[84661,25751,"骨科集中采购(创伤)","交锁型股骨髓内钉","金属带锁髓内钉（A型股骨带锁髓内钉）","大博医疗科技股份有限公司","913502007617290664","大博医疗科技股份有限公司","C0313110860301200419","0000993",null,"533f33e0-d39d-11e9-953f-fa163e0a8baf","横锁钉 φ6.0*45mm","A-PFN-01","骨科材料","国械注准20163462433","金属带锁髓内钉-A型股骨带锁髓内钉-12","是","是",null,"骨科四肢及骨盆内固定材料","f3315","cl331500238"]
[84700,25736,"骨科集中采购(创伤)","交锁型股骨髁上钉","金属带锁髓内钉（B型大型带锁髓内钉）","大博医疗科技股份有限公司","913502007617290664","大博医疗科技股份有限公司","C0313110860301200419","0001059",null,"8689a7bb-d39c-11e9-953f-fa163e0a8baf","横锁钉 φ6.5*36mm","B-DFN-02","骨科材料","国械注准20163462433","金属带锁髓内钉-B型大型带锁髓内钉-12","是","是",null,"骨科四肢及骨盆内固定材料","f3315","cl331500238"]
[84790,25736,"骨科集中采购(创伤)","交锁型股骨髁上钉","金属带锁髓内钉（B型大型带锁髓内钉）","大博医疗科技股份有限公司","913502007617290664","大博医疗科技股份有限公司","C0313110860301200419","0001138",null,"868ec711-d39c-11e9-953f-fa163e0a8baf","横锁钉 φ6.0*32mm","B-DFN-02","骨科材料","国械注准20163462433","金属带锁髓内钉-B型大型带锁髓内钉-12","是","是",null,"骨科四肢及骨盆内固定材料","f3315","cl331500238"]
[84967,25883,"骨科集中采购(创伤)","交锁型股骨髁上钉","金属带锁髓内钉（B型大型带锁髓内钉）","大博医疗科技股份有限公司","913502007617290664","大博医疗科技股份有限公司","C0313110860301200419","0001322",null,"869d3eaf-d39c-11e9-953f-fa163e0a8baf","横锁钉 φ6.9*93mm","B-DFN-02","骨科材料","国械注准20163462433","金属带锁髓内钉-B型大型带锁髓内钉-12","是","是",null,"骨科四肢及骨盆内固定材料","f3315","cl331500238"]
[84993,25883,"骨科集中采购(创伤)","交锁型股骨髁上钉","金属带锁髓内钉（B型大型带锁髓内钉）","大博医疗科技股份有限公司","913502007617290664","大博医疗科技股份有限公司","C0313110860301200419","0001348",null,"869e7991-d39c-11e9-953f-fa163e0a8baf","横锁钉 φ6.5*118mm","B-DFN-02","骨科材料","国械注准20163462433","金属带锁髓内钉-B型大型带锁髓内钉-12","是","是",null,"骨科四肢及骨盆内固定材料","f3315","cl331500238"]
[85096,25736,"骨科集中采购(创伤)","交锁型股骨髁上钉","金属带锁髓内钉（B型大型带锁髓内钉）","大博医疗科技股份有限公司","913502007617290664","大博医疗科技股份有限公司","C0313110860301200419","0001468",null,"86a80c4b-d39c-11e9-953f-fa163e0a8baf","横锁钉 φ6.0*44mm","B-DFN-02","骨科材料","国械注准20163462433","金属带锁髓内钉-B型大型带锁髓内钉-12","是","是",null,"骨科四肢及骨盆内固定材料","f3315","cl331500238"]
[85241,25883,"骨科集中采购(创伤)","交锁型股骨髁上钉","金属带锁髓内钉（B型大型带锁髓内钉）","大博医疗科技股份有限公司","913502007617290664","大博医疗科技股份有限公司","C0313110860301200419","0001620",null,"86b23825-d39c-11e9-953f-fa163e0a8baf","横锁钉 φ6.9*71mm","B-DFN-02","骨科材料","国械注准20163462433","金属带锁髓内钉-B型大型带锁髓内钉-12","是","是",null,"骨科四肢及骨盆内固定材料","f3315","cl331500238"]
[85286,25736,"骨科集中采购(创伤)","交锁型股骨髁上钉","金属带锁髓内钉（B型大型带锁髓内钉）","大博医疗科技股份有限公司","913502007617290664","大博医疗科技股份有限公司","C0313110860301200419","0001663",null,"86b58105-d39c-11e9-953f-fa163e0a8baf","横锁钉 φ6.5*102mm","B-DFN-02","骨科材料","国械注准20163462433","金属带锁髓内钉-B型大型带锁髓内钉-12","是","是",null,"骨科四肢及骨盆内固定材料","f3315","cl331500238"]
[85402,25736,"骨科集中采购(创伤)","交锁型股骨髁上钉","金属带锁髓内钉（B型大型带锁髓内钉）","大博医疗科技股份有限公司","913502007617290664","大博医疗科技股份有限公司","C0313110860301200419","0001779",null,"86bd43da-d39c-11e9-953f-fa163e0a8baf","横锁钉 φ6.0*26mm","B-DFN-02","骨科材料","国械注准20163462433","金属带锁髓内钉-B型大型带锁髓内钉-12","是","是",null,"骨科四肢及骨盆内固定材料","f3315","cl331500238"]
[85547,25883,"骨科集中采购(创伤)","交锁型股骨髁上钉","金属带锁髓内钉（B型大型带锁髓内钉）","大博医疗科技股份有限公司","913502007617290664","大博医疗科技股份有限公司","C0313110860301200419","0001908",null,"86c57f4e-d39c-11e9-953f-fa163e0a8baf","横锁钉 φ6.5*88mm","B-DFN-02","骨科材料","国械注准20163462433","金属带锁髓内钉-B型大型带锁髓内钉-12","是","是",null,"骨科四肢及骨盆内固定材料","f3315","cl331500238"]
[85579,25883,"骨科集中采购(创伤)","交锁型股骨髁上钉","金属带锁髓内钉（B型大型带锁髓内钉）","大博医疗科技股份有限公司","913502007617290664","大博医疗科技股份有限公司","C0313110860301200419","0001937",null,"86c6dde4-d39c-11e9-953f-fa163e0a8baf","横锁钉 φ6.9*122mm","B-DFN-02","骨科材料","国械注准20163462433","金属带锁髓内钉-B型大型带锁髓内钉-12","是","是",null,"骨科四肢及骨盆内固定材料","f3315","cl331500238"]
[85676,30445,"骨科集中采购(创伤)","自锁型股骨髓内钉","金属髓内钉（股骨髓内钉杆螺钉）","浙江科惠医疗器械股份有限公司","91330700768670546E","浙江科惠医疗器械股份有限公司","C0313110860301206083","0000021",null,"99087f06-d456-11e9-953f-fa163e0a8baf","Φ6×95","SDG05型","骨科材料","国械注准20163460712","杆螺钉","是","是",null,"骨科四肢及骨盆内固定材料","f3315","cl331500238"]
[85757,25874,"骨科集中采购(创伤)","交锁型股骨髓内钉","金属带锁髓内钉（A型大型带锁髓内钉）","大博医疗科技股份有限公司","913502007617290664","大博医疗科技股份有限公司","C0313110860301600419","0000027",null,"340191b3-d398-11e9-953f-fa163e0a8baf","横锁钉 φ12.7*30mm","A-UFN-01","骨科材料","国械注准20163462433","金属带锁髓内钉-A型大型带锁髓内钉-10","是","是",null,"骨科四肢及骨盆内固定材料","f3315","cl331500238"]
[85872,25874,"骨科集中采购(创伤)","交锁型股骨髓内钉","金属带锁髓内钉（A型大型带锁髓内钉）","大博医疗科技股份有限公司","913502007617290664","大博医疗科技股份有限公司","C0313110860301600419","0000142",null,"33e9a074-d398-11e9-953f-fa163e0a8baf","横锁钉 φ14.0*18mm","A-UFN-01","骨科材料","国械注准20163462433","金属带锁髓内钉-A型大型带锁髓内钉-10","是","是",null,"骨科四肢及骨盆内固定材料","f3315","cl331500238"]
[85982,25874,"骨科集中采购(创伤)","交锁型股骨髓内钉","金属带锁髓内钉（A型大型带锁髓内钉）","大博医疗科技股份有限公司","913502007617290664","大博医疗科技股份有限公司","C0313110860301600419","0000252",null,"34094462-d398-11e9-953f-fa163e0a8baf","横锁钉 φ12.5*28mm","A-UFN-01","骨科材料","国械注准20163462433","金属带锁髓内钉-A型大型带锁髓内钉-10","是","是",null,"骨科四肢及骨盆内固定材料","f3315","cl331500238"]
[86069,25747,"骨科集中采购(创伤)","交锁型股骨髓内钉","金属带锁髓内钉（A型大型带锁髓内钉）","大博医疗科技股份有限公司","913502007617290664","大博医疗科技股份有限公司","C0313110860301600419","0000339",null,"340dd014-d398-11e9-953f-fa163e0a8baf","横锁钉 φ14.0*126mm","A-UFN-02","骨科材料","国械注准20163462433","金属带锁髓内钉-A型大型带锁髓内钉-10","是","是",null,"骨科四肢及骨盆内固定材料","f3315","cl331500238"]
[86143,25747,"骨科集中采购(创伤)","交锁型股骨髓内钉","金属带锁髓内钉（A型大型带锁髓内钉）","大博医疗科技股份有限公司","913502007617290664","大博医疗科技股份有限公司","C0313110860301600419","0000413",null,"340fa0ff-d398-11e9-953f-fa163e0a8baf","横锁钉 φ12.7*39mm","A-UFN-02","骨科材料","国械注准20163462433","金属带锁髓内钉-A型大型带锁髓内钉-10","是","是",null,"骨科四肢及骨盆内固定材料","f3315","cl331500238"]
[86288,25747,"骨科集中采购(创伤)","交锁型股骨髓内钉","金属带锁髓内钉（A型大型带锁髓内钉）","大博医疗科技股份有限公司","913502007617290664","大博医疗科技股份有限公司","C0313110860301600419","0000558",null,"34162881-d398-11e9-953f-fa163e0a8baf","横锁钉 φ11.5*42mm","A-UFN-02","骨科材料","国械注准20163462433","金属带锁髓内钉-A型大型带锁髓内钉-10","是","是",null,"骨科四肢及骨盆内固定材料","f3315","cl331500238"]
[86362,25874,"骨科集中采购(创伤)","交锁型股骨髓内钉","金属带锁髓内钉（A型大型带锁髓内钉）","大博医疗科技股份有限公司","913502007617290664","大博医疗科技股份有限公司","C0313110860301600419","0000632",null,"341957f7-d398-11e9-953f-fa163e0a8baf","横锁钉 φ11.0*116mm","A-UFN-01","骨科材料","国械注准20163462433","金属带锁髓内钉-A型大型带锁髓内钉-10","是","是",null,"骨科四肢及骨盆内固定材料","f3315","cl331500238"]
[86417,25747,"骨科集中采购(创伤)","交锁型股骨髓内钉","金属带锁髓内钉（A型大型带锁髓内钉）","大博医疗科技股份有限公司","913502007617290664","大博医疗科技股份有限公司","C0313110860301600419","0000687",null,"34288cdf-d398-11e9-953f-fa163e0a8baf","横锁钉 φ11.5*53mm","A-UFN-02","骨科材料","国械注准20163462433","金属带锁髓内钉-A型大型带锁髓内钉-10","是","是",null,"骨科四肢及骨盆内固定材料","f3315","cl331500238"]
[86594,25874,"骨科集中采购(创伤)","交锁型股骨髓内钉","金属带锁髓内钉（A型大型带锁髓内钉）","大博医疗科技股份有限公司","913502007617290664","大博医疗科技股份有限公司","C0313110860301600419","0000864",null,"34320187-d398-11e9-953f-fa163e0a8baf","横锁钉 φ14.0*37mm","A-UFN-01","骨科材料","国械注准20163462433","金属带锁髓内钉-A型大型带锁髓内钉-10","是","是",null,"骨科四肢及骨盆内固定材料","f3315","cl331500238"]
[86655,25747,"骨科集中采购(创伤)","交锁型股骨髓内钉","金属带锁髓内钉（A型大型带锁髓内钉）","大博医疗科技股份有限公司","913502007617290664","大博医疗科技股份有限公司","C0313110860301600419","0000925",null,"34345b79-d398-11e9-953f-fa163e0a8baf","横锁钉 φ10.5*75mm","A-UFN-02","骨科材料","国械注准20163462433","金属带锁髓内钉-A型大型带锁髓内钉-10","是","是",null,"骨科四肢及骨盆内固定材料","f3315","cl331500238"]
[86723,25747,"骨科集中采购(创伤)","交锁型股骨髓内钉","金属带锁髓内钉（A型大型带锁髓内钉）","大博医疗科技股份有限公司","913502007617290664","大博医疗科技股份有限公司","C0313110860301600419","0000993",null,"34376a8f-d398-11e9-953f-fa163e0a8baf","横锁钉 φ14.0*103mm","A-UFN-02","骨科材料","国械注准20163462433","金属带锁髓内钉-A型大型带锁髓内钉-10","是","是",null,"骨科四肢及骨盆内固定材料","f3315","cl331500238"]
[86804,25874,"骨科集中采购(创伤)","交锁型股骨髓内钉","金属带锁髓内钉（A型大型带锁髓内钉）","大博医疗科技股份有限公司","913502007617290664","大博医疗科技股份有限公司","C0313110860301600419","0001074",null,"343b289d-d398-11e9-953f-fa163e0a8baf","横锁钉 φ12.0*97mm","A-UFN-01","骨科材料","国械注准20163462433","金属带锁髓内钉-A型大型带锁髓内钉-10","是","是",null,"骨科四肢及骨盆内固定材料","f3315","cl331500238"]
[86954,25747,"骨科集中采购(创伤)","交锁型股骨髓内钉","金属带锁髓内钉（A型大型带锁髓内钉）","大博医疗科技股份有限公司","913502007617290664","大博医疗科技股份有限公司","C0313110860301600419","0001224",null,"3442d333-d398-11e9-953f-fa163e0a8baf","横锁钉 φ14.0*125mm","A-UFN-02","骨科材料","国械注准20163462433","金属带锁髓内钉-A型大型带锁髓内钉-10","是","是",null,"骨科四肢及骨盆内固定材料","f3315","cl331500238"]
[87029,25747,"骨科集中采购(创伤)","交锁型股骨髓内钉","金属带锁髓内钉（A型大型带锁髓内钉）","大博医疗科技股份有限公司","913502007617290664","大博医疗科技股份有限公司","C0313110860301600419","0001299",null,"3446a719-d398-11e9-953f-fa163e0a8baf","横锁钉 φ12.5*45mm","A-UFN-02","骨科材料","国械注准20163462433","金属带锁髓内钉-A型大型带锁髓内钉-10","是","是",null,"骨科四肢及骨盆内固定材料","f3315","cl331500238"]
[87110,25747,"骨科集中采购(创伤)","交锁型股骨髓内钉","金属带锁髓内钉（A型大型带锁髓内钉）","大博医疗科技股份有限公司","913502007617290664","大博医疗科技股份有限公司","C0313110860301600419","0001380",null,"33f16f1a-d398-11e9-953f-fa163e0a8baf","横锁钉 φ14.0*118mm","A-UFN-02","骨科材料","国械注准20163462433","金属带锁髓内钉-A型大型带锁髓内钉-10","是","是",null,"骨科四肢及骨盆内固定材料","f3315","cl331500238"]
[87247,25874,"骨科集中采购(创伤)","交锁型股骨髓内钉","金属带锁髓内钉（A型大型带锁髓内钉）","大博医疗科技股份有限公司","913502007617290664","大博医疗科技股份有限公司","C0313110860301600419","0001517",null,"33f7bfb4-d398-11e9-953f-fa163e0a8baf","横锁钉 φ14.0*84mm","A-UFN-01","骨科材料","国械注准20163462433","金属带锁髓内钉-A型大型带锁髓内钉-10","是","是",null,"骨科四肢及骨盆内固定材料","f3315","cl331500238"]
[87335,25874,"骨科集中采购(创伤)","交锁型股骨髓内钉","金属带锁髓内钉（A型大型带锁髓内钉）","大博医疗科技股份有限公司","913502007617290664","大博医疗科技股份有限公司","C0313110860301600419","0001605",null,"33fc0222-d398-11e9-953f-fa163e0a8baf","横锁钉 φ12.7*59mm","A-UFN-01","骨科材料","国械注准20163462433","金属带锁髓内钉-A型大型带锁髓内钉-10","是","是",null,"骨科四肢及骨盆内固定材料","f3315","cl331500238"]
[87438,38704,"骨科集中采购(创伤)","外固定支架(组合型)","骨牵引针","武汉康斯泰德科技有限公司","9142010078318313X7","武汉康斯泰德科技有限公司","C0314010870100203659","0000032",null,null,"KW5-I306","KW5","骨科材料","鄂汉械备20140009号","骨牵引针-1","是","是",null,"骨科外固定材料","f3315","cl331500178","骨科外固定材料","f42","cl420000178"]
[87464,37014,"骨科集中采购(创伤)","外固定支架(组合型)","外固定支架","大博医疗科技股份有限公司","913502007617290664","大博医疗科技股份有限公司","C0314020870100200419","0000020",null,"31cb9240-d42e-11e9-953f-fa163e0a8baf","φ11×φ11","E40","骨科材料","闽械注准20182100063","外固定支架-连棒夹-2","是","是",null,"骨科外固定材料","f3315","cl331500178","骨科外固定材料","f42","cl420000178"]
[87641,26768,"骨科集中采购(创伤)","皮质骨锁定螺钉","金属锁定接骨板系统（螺纹锁定帽 锥型）","大博医疗科技股份有限公司","913502007617290664","大博医疗科技股份有限公司","C0316060940300200419","0000030",null,"6bca4325-d427-11e9-953f-fa163e0a8baf","19mm","TS锥型","骨科材料","国械注准20163462504","金属锁定接骨板系统-螺纹锁定帽-2","是","是",null,"骨科四肢及骨盆内固定材料","f3315","cl331500238"]
[87737,3705,"高分子材料类","一次性精密输液器","一次性使用精密过滤输液器 带针","浙江康康医疗器械股份有限公司","91331021148404220P","浙江康康医疗器械股份有限公司","C1423012020000104794","0000318",{"$nulls":7},"是","是",null,"精密输液器","f12040000607","cl120400823","精密输液器","f12040000606","cl120400824","精密输液器","f12040000703","cl120400824","精密输液器","f12040000702","cl120400824"]
[87770,160328108,"高分子材料类","一次性精密输液器","一次性使用精密过滤输液器 带针","岳阳民康医用材料有限公司","91430621616650546U","岳阳民康医用材料有限公司","C1423012020000107910","0000186",null,"98d7dbab-dea8-11e9-953f-fa163e0a8baf","IS-PF-5.0 B1","配输液针的规格为:0.8×28 TWSB","基础卫生材料","国械注准20193141755","一次性使用精密过滤输液器  带针","是","是",null,"精密输液器","f12040000607","cl120400823","精密输液器","f12040000606","cl120400824","精密输液器","f12040000703","cl120400824","精密输液器","f12040000702","cl120400824"]
[87851,160328107,"高分子材料类","一次性精密输液器","一次性使用精密过滤输液器 带针","岳阳民康医用材料有限公司","91430621616650546U","岳阳民康医用材料有限公司","C1423012020000107910","0000254",null,"98d8ad6f-dea8-11e9-953f-fa163e0a8baf","IS-PF-3.0 A1-2-3","配输液针的规格为:0.7×25 TWSB","基础卫生材料","国械注准20193141755","一次性使用精密过滤输液器  带针","是","是",null,"精密输液器","f12040000607","cl120400823","精密输液器","f12040000606","cl120400824","精密输液器","f12040000703","cl120400824","精密输液器","f12040000702","cl120400824"]
[88030,160328108,"高分子材料类","一次性精密输液器","一次性使用精密过滤输液器 带针","岳阳民康医用材料有限公司","91430621616650546U","岳阳民康医用材料有限公司","C1423012020000107910","0000395",null,"98d9fa11-dea8-11e9-953f-fa163e0a8baf","IS-PF-5.0 A2-2","配输液针的规格为:0.6×25TWSB","基础卫生材料","国械注准20193141755","一次性使用精密过滤输液器  带针","是","是",null,"精密输液器","f12040000607","cl120400823","精密输液器","f12040000606","cl120400824","精密输液器","f12040000703","cl120400824","精密输液器","f12040000702","cl120400824"]
[88076,160328108,"高分子材料类","一次性精密输液器","一次性使用精密过滤输液器 带针","岳阳民康医用材料有限公司","91430621616650546U","岳阳民康医用材料有限公司","C1423012020000107910","0000429",null,"98da3efb-dea8-11e9-953f-fa163e0a8baf","IS-PF-5.0 C2-2-3","配输液针的规格为:0.9×28 TWSB","基础卫生材料","国械注准20193141755","一次性使用精密过滤输液器  带针","是","是",null,"精密输液器","f12040000607","cl120400823","精密输液器","f12040000606","cl120400824","精密输液器","f12040000703","cl120400824","精密输液器","f12040000702","cl120400824"]
[88157,160328107,"高分子材料类","一次性精密输液器","一次性使用精密过滤输液器 带针","岳阳民康医用材料有限公司","91430621616650546U","岳阳民康医用材料有限公司","C1423012020000107910",{"$nulls":3},"IS-PF-3.0 A2-3","配输液针的规格为:0.7×25 TWSB","基础卫生材料","国械注准20193141755","一次性使用精密过滤输液器 带针","是","是",null,"精密输液器","f12040000607","cl120400823","精密输液器","f12040000606","cl120400824","精密输液器","f12040000703","cl120400824","精密输液器","f12040000702","cl120400824"]
[88323,160328138,"高分子材料类","一次性无菌输液器(不含DEHP)","一次性使用输液器 带针","河南曙光健士医疗器械集团股份有限公司","91411100174567277W ","河南曙光健士医疗器械集团股份有限公司","C1423012020000108496","0001194",null,null," 0.7×25 TW LB","FFC","基础卫生材料","国械注准20143142118","一次性使用输液器 带针(不含DEHP)","是","是",null,"不含DEHP成分的输液器","f1204","cl120400307","不含DEHP成分的输液器","f1111","cl111100307","不含DEHP成分的输液器","f1103","cl110300307"]
[88382,1270,"高分子材料类","一次性无菌避光输液器","一次性使用避光输液器","江苏苏云医疗器材有限公司","913207001390008148","江苏苏云医疗器材有限公司","C1423012020000110616","0001368",null,"d9313ce2-cb95-11e9-953f-fa163e0a8baf","15μm-0.7mm","非进气式 B4","基础卫生材料","国械注准20173660820","一次性使用避光输液器","是","是",null,"避光输液器","f12040000607","cl120400824","避光输液器","f12040000606","cl120400824","避光输液器","f12040000703","cl120400824","避光输液器","f12040000702","cl120400824"]
[88431,3526,"高分子材料类","一次性无菌注射器","一次性使用无菌注射器 带针","浙江康康医疗器械股份有限公司","91331021148404220P","浙江康康医疗器械股份有限公司","C1601011020000004794","0000004",null,"93b701a3-e0cb-11e9-953f-fa163e0a8baf","0.55mm","2ml",null,null,"一次性使用无菌注射器","是","是",null,"一次性注射器","f1204","cl120400012","一次性注射器","f120100014","cl120100012","注射器","f470000011","cl470000012","注射器","f430000022","cl430000012","注射器","f25","cl250000012"]
[88521,1512,"高分子材料类","一次性无菌注射器","一次性使用无菌注射器  带针","圣光医用制品股份有限公司","91410400614864129R","圣光医用制品股份有限公司","C1601011020000006622","0000097",null,"58b6ce26-f234-11e9-99e3-fa163e0a8baf","2.5ml","2.5ml","注射穿刺类材料","国械注准20193141541","一次性使用无菌注射器 带针","是","是",null,"一次性注射器","f1204","cl120400012","一次性注射器","f120100014","cl120100012","注射器","f470000011","cl470000012","注射器","f430000022","cl430000012","注射器","f25","cl250000012"]
[88688,9160,"高分子材料类","一次性无菌注射器","一次性使用无菌注射器 带针（商品名：注射器）","河南曙光健士医疗器械集团股份有限公司","91411100174567277W ","河南曙光健士医疗器械集团股份有限公司","C1601011020000008496","0000069",null,"4f5d3013-cd5e-11e9-953f-fa163e0a8baf","0.8*35TW LB","2.5mL","注射穿刺类材料","国械注准20153150686","一次性使用无菌注射器 带针","是","是",null,"一次性注射器","f1204","cl120400012","一次性注射器","f120100014","cl120100012","注射器","f470000011","cl470000012","注射器","f430000022","cl430000012","注射器","f25","cl250000012"]
[88737,2150,"高分子材料类","一次性无菌注射器","一次性使用无菌注射器 带针","浙江康泰医疗器械有限公司","913310821479917696","浙江康泰医疗器械有限公司","C1601011020000010192","0000001",null,"92ce95ea-b292-11e9-8460-fa163e0a8baf","配针规格：0.45mm","1ml 带针","注射器","国械注准20153151211","一次性使用无菌注射器 带针","是","是",null,"一次性注射器","f1204","cl120400012","一次性注射器","f120100014","cl120100012","注射器","f470000011","cl470000012","注射器","f430000022","cl430000012","注射器","f25","cl250000012"]
[88814,160328097,"高分子材料类","一次性留置针(带输液接头、不含DEHP)","一次性使用静脉留置针","泰尔茂医疗产品（上海）有限公司","91330100609168794D","泰尔茂医疗产品（杭州）有限公司","C1605011940100306351","0000032",null,"0ea199ab-caf1-11e9-953f-fa163e0a8baf","22G","直通带无针输液接头(HY=C22251422)","注射穿刺类材料","国械注准20193141907","普锐-耐压非DEHP型静脉留置针","是","是",null,"一次性留置针","f1204","cl120400028","一次性留置针","f1103","cl110300028"]
[88962,1277,"高分子材料类","一次性普通型留置针(不含DEHP)(直型)","一次性使用静脉留置针","广东百合医疗科技股份有限公司","91440600721123254C","广东百合医疗科技股份有限公司","C1605011940100406596","0000260",null,"427279a9-d2d8-11e9-953f-fa163e0a8baf","26G,长度（mm）：19","直型，6132620","注射穿刺类材料","国械注准20153151532","一次性使用静脉留置针","是","是",null,"一次性留置针","f1204","cl120400028","一次性留置针","f1103","cl110300028"]
[89011,6005,"高分子材料类","一次性普通型留置针(直型)","一次性使用静脉留置针(商品名：BD InsyteTM)","碧迪医疗器械（上海）有限公司","91310000745604167G","碧迪医疗器械（上海）有限公司","C1605011940200302763","0000001",null,"7819caff-d445-11e9-953f-fa163e0a8baf","开放式普通留置针（不带翼）","直型 灰色16GA×1.88IN（1.3×48mm）","注射穿刺类材料","国械注进20153153645","开放式普通留置针（不带翼）","是","是",null,"一次性留置针","f1204","cl120400028","一次性留置针","f1103","cl110300028"]
[89123,1345,"高分子材料类","一次性普通型留置针(不含DEHP)(Y型)","一次性使用留置针","浙江康德莱医疗器械股份有限公司","91330300256531964T","浙江康德莱医疗器械股份有限公司","C1605011940200700629","0000010",null,"914547dd-a630-11ea-9ac3-fa163e0a8baf","1.3（18G）","I.V.-III-3","注射穿刺类材料","国械注准20193141674","头皮针型留置针","是","是",null,"一次性留置针","f1204","cl120400028","一次性留置针","f1103","cl110300028"]
[89268,160903372,"非血管介入耗材(内窥镜耗材)","一次性使用软性外套管","内镜软性外套管","东西贸易（上海浦东新区）有限公司","913101156073632541","东西贸易（上海浦东新区）有限公司","C0106090200000004281","0000001","0124545499058151","10BFE4CA45F84A5CBF041EF2800F0CAE","装卸式防漏气阀","MD-48718","非血管介入治疗类材料","国械注进20172666034","有装卸式防漏气阀","是","是",null,"导管","f31","cl310000098"]
[89304,160902150,"非血管介入耗材(内窥镜耗材)","电圈套器","一次性使用电圈套器","诸暨市鹏天医疗器械有限公司","913306817498202388","诸暨市鹏天医疗器械有限公司","C0102220110000308995","0000021","6950190426057","e5bb3b5a-d433-11e9-953f-fa163e0a8baf","Φ1.8×1800(mm)，开幅20(mm)，椭圆形","PTS-1818-20-A","非血管介入治疗类材料","国械注准20163221453","一次性使用电圈套器","是","是",null,"圈套器","f31","cl310000052","圈套器","f33","cl330000052"]
[89429,160902832,"非血管介入耗材(内窥镜耗材)","气道支架","气管支架（Y型）","南微医学科技股份有限公司","913201006089812000","南微医学科技股份有限公司","C0101010010100704937","0000049",null,"5c8a72f7-d43c-11e9-953f-fa163e0a8baf","MTN-QB-S-18/20-A-6/650","MTN-QB-S-18/20-A-6/650","非血管介入治疗类材料","国械注准20163461471","气管支架(套装Y型)","是","是",null,"非血管支架","f33070102900","cq330000045","非血管支架","f33070104200","cq330000045","非血管支架","f31060501000","cq310000045","支架","f31060501000","cl310000302"]
[89478,160902834,"非血管介入耗材(内窥镜耗材)","气道支架","气管支架（Li’s）","南微医学科技股份有限公司","913201006089812000","南微医学科技股份有限公司","C0101010010100704937","0000128",null,"7a9dc0bb-d43c-11e9-953f-fa163e0a8baf","MTN-QA-S-18/50-A-6/650","MTN-QA-S-18/50-A-6/650","非血管介入治疗类材料","国械注准20163461471","气管支架(套装直型)","是","是",null,"非血管支架","f33070102900","cq330000045","非血管支架","f33070104200","cq330000045","非血管支架","f31060501000","cq310000045","支架","f31060501000","cl310000302"]
[89597,160903250,"非血管介入耗材(内窥镜耗材)","胆道三腔取石球囊","取石球囊导管（商品名：Extractor Pro XL）","波科国际医疗贸易（上海）有限公司","913100006073791417","波科国际医疗贸易（上海）有限公司","C0102050020000511325","0000001",null,"d5d13dc8-dd4c-11e9-953f-fa163e0a8baf","M00547100","M00547100","非血管介入治疗类材料","国械注进20162222654","取石球囊导管","是","是",null,"球囊","f31","cl310000046","球囊","f33","cl330000046"]
[89703,160900089,"非血管介入耗材(内窥镜耗材)","食道全覆膜支架","镍钛记忆合金自扩张式医用内支架（食道支架）","常州新区佳森医用支架器械有限公司","91320411724154312D","常州新区佳森医用支架器械有限公司","C0102060010200304900","0000019",null,"3116d204-a2e0-11e9-b4ed-fa163e0a8baf","JSMA-2-18060-040","JSMA","非血管介入治疗类材料","国械注准20173464607","食道支架-2","是","是",null,"支架","f31","cl310000302         ","非血管支架","f31","cq310000045","非血管支架","f33100502101","cq330000045"]
[89784,160903628,"非血管介入耗材(内窥镜耗材)","一体式胆道塑料支架   ","胆道支架及导引系统","珠海原妙医学科技股份有限公司","91440400584657902P","珠海原妙医学科技股份有限公司","C0102090010100203089","0000115",null,"5a6fc845-6d99-11ea-948d-fa163e0a8baf","OATS-8.5-9","OATS-8.5-9","非血管介入治疗类材料","国械注进20153132544","胆道支架及导引系统-1","是","是",null,"支架","f31","cl310000302         ","非血管支架","f31","cq310000045","非血管支架","f33","cq330000045"]
[89890,161200008,"非血管介入耗材(内窥镜耗材)","普通消化道导丝 ","一次性使用非血管腔道导丝","湖南瑞邦医疗科技发展有限公司","914302007947443504","湖南瑞邦医疗科技发展有限公司","C0102160030000307655","0000039",null,"3744832a-6d73-11ea-948d-fa163e0a8baf","X3-450（0.025n）","消化道型","非血管介入治疗类材料","湘械注准20152020044","一次性使用非血管腔道导丝(消化道型)","是","是",null,"导丝","f31","cl310000042","导丝","f3110","cl311000042","内镜导丝","f310905","cl310905096"]
[90009,160902807,"非血管介入耗材(内窥镜耗材)","一次性热活检钳(止血钳)","热活检钳","南微医学科技股份有限公司","913201006089812000","南微医学科技股份有限公司","C0102270070000004937","0000001",null,"a9269804-d43a-11e9-953f-fa163e0a8baf","HBF-18/2300","HBF-18/2300","非血管介入治疗类材料","国械注准20163221368","热活检钳","是","是",null,"热活检钳","f33","cl330000803","热活检钳","f31","cl310000803"]
[90090,160904227,"非血管介入耗材(内窥镜耗材)","分体式胆道塑料支架   ","推进导管","苏州达美医疗科技有限公司","913205006709910265","苏州达美医疗科技有限公司","C0102440000000010414","0000002",null,"90342958-de7b-11e9-953f-fa163e0a8baf","E20007001","E20007001","非血管介入治疗类材料","国械注进20172221322","推进导管-一次性5/7F","是","是",null,"导管","f31","cl310000098"]
[90183,160904469,"非血管介入耗材(内窥镜耗材)","双猪尾输尿管支架","一次性使用无菌猪尾导尿支架","深圳市库珀科技发展有限公司","91440300757636350U","深圳市库珀科技发展有限公司","C0103010010103104566","0000004",null,"4b17163a-bf22-11e9-974a-fa163e0a8baf","UB-D-5","双尾（选配固定夹和导丝）","非血管介入治疗类材料","粤械注准20182660028","一次性使用无菌猪尾导尿支架-4","是","是",null,"支架","f31","cl310000302","非血管支架","f33","cq330000045","非血管支架","f31","cq310000045"]
[90315,160821554,"非血管介入耗材(内窥镜耗材)","输尿管扩张球囊","输尿管球囊扩张导管套件（ 导管+导丝）","广州维力医疗器械股份有限公司","91440101759431420M","广州维力医疗器械股份有限公司","C0103030020000201682","0000034",null,"c0f059cd-5df5-11ea-b64f-fa163e0a8baf","10.0×100","含导管+导丝","非血管介入治疗类材料","粤械注准20152140131","一次性使用输尿管球囊扩张导管套件-不带泵","是","是",null,"球囊","f31","cl310000046","球囊","f33","cl330000046"]
[90396,160900110,"非血管介入耗材(内窥镜耗材)","泌尿混合导丝","泌尿导丝","波科国际医疗贸易（上海）有限公司","913100006073791417","波科国际医疗贸易（上海）有限公司","C0103050030200111325","0000008",null,"d5f7b153-dd4c-11e9-953f-fa163e0a8baf","M0066703061","M0066703061","非血管介入治疗类材料","国械注进20162094495","泌尿导丝Sensor Guidewire 0.035in","是","是",null,"导丝","f3110","cl310000042"]
[90482,160821445,"非血管介入耗材(内窥镜耗材)","肾穿刺造瘘套装","微创扩张引流套件","苏州新区华盛医疗器械有限公司","913205050535306119","苏州新区华盛医疗器械有限公司","C0103190370000307812","0000010",null,null,"2.7mm(F8)-7.3mm(F22)","6扩1鞘1针1管","非血管介入治疗类材料","苏械注准20192140965","微创扩张引流套件-7","是","是",null,"一次性穿刺针","f31","cl310000031"]
[90525,160821445,"非血管介入耗材(内窥镜耗材)","肾穿刺造瘘套装","微创扩张引流套件","苏州新区华盛医疗器械有限公司","913205050535306119","苏州新区华盛医疗器械有限公司","C0103190370000307812","0000060",null,null,"2.7mm(F8)-6.7mm(F20)","6扩1鞘","非血管介入治疗类材料","苏械注准20192140965","微创扩张引流套件-8","是","是",null,"一次性穿刺针","f31","cl310000031"]
[90673,160814274,"非血管介入耗材(内窥镜耗材)","ERCP造影导管","造影导管","上海上医康鸽医用器材有限责任公司","913101077034429480","上海上医康鸽医用器材有限责任公司","C0207010040000004153","0000033",null,null,"F8","心血管导管A型","基础卫生材料","国械注准20183031959","造影导管","是","是",null,"导管","f32","cl320000098","导管","f33080100901","cl320000098"]
[90750,160902305,"非血管介入耗材(内窥镜耗材)","鼻胃肠管","经鼻喂养管","费森尤斯卡比华瑞制药有限公司","91320200607912321D","费森尤斯卡比华瑞制药有限公司","C1417160340000007048","0000001",null,"928936CE4FA14CDAABD58F6AEAA5D220","CH 12,ED4.0mm, ID2.9mm, 120cm","7981823AP","基础卫生材料","国械注进20152660804","经鼻喂养管","是","是",null,"置入管","f310903001","cl310903071","鼻胃管","f111100901","cl111100006","鼻胃管","f111100902","cl111100006","胃管","f120800001","cl120800035","一次性鼻饲管","f120800001","cl120800034","一次性胃管","f120800001","cl120800036"]
[90831,160902831,"非血管介入耗材(内窥镜耗材)","一体式胆道塑料支架   ","一次性使用胆管内引流管","南微医学科技股份有限公司","913201006089812000","南微医学科技股份有限公司","C1424020350000204937","0000030",null,"a1c8b7c7-d46c-11e9-953f-fa163e0a8baf","BPDS-41993-0809/22","BPDS-41993-0809/22","基础卫生材料","苏械注准20142140418","一次性使用胆管内引流管（套装）","是","是",null,"支架","f31","cl310000302","非血管支架","f31","cq310000045","非血管支架","f33","cq330000045"]
[90972,9232,"电生理类","标测导管连线","电生理电极导管(商品名:Response)","雅培医疗用品（上海）有限公司","91310000751854015L","雅培医疗用品（上海）有限公司","C0201060530000105405","0000022",null,"29645afa-d07d-11e9-953f-fa163e0a8baf","401976","401976","血管介入治疗类材料","国械注进20173770661","电生理电极导管 导管连线（2）","是","是",null,"心导管","f310702","cl310702079"]
[91056,9032,"电生理类","固定弯四极标测导管","电生理电极导管-四极标测","深圳市惠泰医疗器械有限公司","914403007388070891","深圳惠泰医疗器械股份有限公司","C0201080040000109058","0000106",null,"6ea4fa6c-ce29-11e9-953f-fa163e0a8baf","管径（mm）:5F；长度:65±5cm；其他描述:弯形CS，电极极数为四极，多种间距； 极数:四极 环电极宽度H,㎜:2 ±0.05 端电极长度，mm:2 ±0.2 电极间距D, mm:10 ±0.5","901424","血管介入治疗类材料","国械注准20163772522","四极冠状窦标测电极导管","是","是",null,"心导管","f310702","cl310702079"]
[91137,1631,"电生理类","固定弯十极标测导管(不带腔)","电生理电极导管-十极标测","深圳市惠泰医疗器械有限公司","914403007388070891","深圳惠泰医疗器械股份有限公司","C0201080040000209058","0000015",null,"93f50f89-ce24-11e9-953f-fa163e0a8baf","管径（mm）:4F；导管可用长度L，mm:1200±50；其他描述:弯形CS； 极数:十极","901570","血管介入治疗类材料","国械注准20163772522","十极冠状窦标测电极导管（固定弯）","是","是",null,"心导管","f310702","cl310702079"]
[91265,9261,"电生理类","固定直径环形标测导管(十极－二十级)","电生理诊断导管","雅培医疗用品（上海）有限公司","91310000751854015L","雅培医疗用品（上海）有限公司","C0201080040002605405","0000004",null,"24a45075-9c01-11ea-9ac3-fa163e0a8baf","D087023","D087023","血管介入治疗类材料","国械注进20153073970","可调弯环形弯度电生理诊断导管 10-19个电极(3)","是","是",null,"心导管","f310702","cl310702079"]
[91362,9265,"电生理类","单弯温控消融导管4mm普通型","可控射频消融电极导管(商品名：TRIGUY)-4mm普通型","深圳市惠泰医疗器械有限公司","914403007388070891","深圳惠泰医疗器械股份有限公司","C0201120040001009058","0000039",null,"207c61d9-ce2d-11e9-953f-fa163e0a8baf","长度:110cm； 外径:6F；弯形A；测温方式:热电偶","902104","血管介入治疗类材料","国械注准20163772523","温控消融导管4mm普通型","是","是",null,"射频导管","f310702004","cl310702073","心导管","f310702","cl310702079"]
[91443,2014013,"电生理类","三维标测消融导管(冷盐水灌注)","诊断/消融可调弯头端导管(商品名:THERMOCOOL SMARTTOUCH)","强生（上海）医疗器材有限公司","91310115703465170L","强生（上海）医疗器材有限公司","C0201130040000409098","0000005",null,"77e4d572-d52b-11e9-953f-fa163e0a8baf","产品型号D133605IL，头电极长度3.5mm，弯度F，管身直径2.5mm(7.5F)，电极间隙1-6-2mm，感温类型热电偶，长度115cm；","D133605IL","血管介入治疗类材料","国械注进20163012940","诊断/消融可调弯头端导管 SmartTouch6孔 单弯","是","是",null,"射频导管","f310702004","cl310702073","心导管","f310702","cl310702079"]
[91558,190000664,"骨科集中采购(关节)","髋关节(全髋初次置换)","髋关节股骨头","上海微创医疗器械（集团）有限公司","91310000607389788T","上海微创医疗器械（集团）有限公司","C0344051070500001471","0000011","/",null,"12/14-28S","PHA04402","骨科材料","国械注进20153461977","髋关节股骨头","是","是",null,"人工全髋关节及配件","f331507005","cq331507248","人工全髋关节及配件","f331507901","cq331507248","人工半髋关节及配件","f331507006","cq331507247","人工股骨头","f331507006","cq331500236","人工股骨头","f331507901","cq331500236","人工股骨头","f331503009","cq331500236"]
[91668,190001447,"骨科集中采购(关节)","髋关节(全髋初次置换)","人工髋关节假体 股骨柄","天津正天医疗器械有限公司","91120110746653833R","天津正天医疗器械有限公司","C0344021070201001884","0000021","0106921814251829","34bffaa8-daa3-11e9-953f-fa163e0a8baf","9E#","SQKA-Ⅱ","骨科材料","国械注准20183130522","人工髋关节假体 股骨柄-1","是","是",null,"人工全髋关节及配件","f331507005","cq331507248","人工全髋关节及配件","f331507901","cq331507248","人工半髋关节及配件","f331507006","cq331507247","人工股骨头","f331503009","cq331500236","人工股骨头","f331507006","cq331500236","人工股骨头","f331507901","cq331500236"]
[91717,190000865,"骨科集中采购(关节)","髋关节(全髋初次置换)","骨小梁髋关节假体（骨小梁臼杯）","嘉思特华剑医疗器材（天津）有限公司","911201048034181441","嘉思特华剑医疗器材（天津）有限公司","C0344031070101310613","0000002","0106932055402062","1e9d3d1f-d398-11e9-953f-fa163e0a8baf",50,"MR-Ⅱ","骨科材料","国械注准20193130509","骨小梁臼杯-1","是","是",null,"人工半髋关节及配件","f331507005","cq331507247","人工股骨头","f331507901","cq331500236","人工股骨头","f331507006","cq331500236","人工股骨头","f331503009","cq331500236","人工全髋关节及配件","f331507901","cq331507248","人工全髋关节及配件","f331507005","cq331507248"]
[91851,190000759,"骨科集中采购(关节)","髋关节(全髋初次置换)(分组3)","人工髋关节假体（股骨柄）","嘉思特华剑医疗器材（天津）有限公司","911201048034181441","嘉思特华剑医疗器材（天津）有限公司","C0344021070200810613","0000002","0106945987102726","c3971bf3-d394-11e9-953f-fa163e0a8baf","11","JS-HBⅣT","骨科材料","国械注准20163460718","股骨柄（钛合金）-3","是","是",null,"人工半髋关节及配件","f331507005","cq331507247","人工股骨头","f331507901","cq331500236","人工股骨头","f331507006","cq331500236","人工全髋关节及配件","f331507901","cq331507248","人工全髋关节及配件","f331507005","cq331507248","人工股骨头","f331503009","cq331500236"]
[91878,190000858,"骨科集中采购(关节)","髋关节(全髋初次置换)","人工髋关节假体（金属外杯）","嘉思特华剑医疗器材（天津）有限公司","911201048034181441","嘉思特华剑医疗器材（天津）有限公司","C0344031070100110613","0000003","0106945987105444","b43e31a8-d3a3-11e9-953f-fa163e0a8baf","46","JS-MBⅢT","骨科材料","国械注准20163460718","金属外杯-1","是","是",null,"人工半髋关节及配件","f331507005","cq331507247","人工股骨头","f331507901","cq331500236","人工股骨头","f331507006","cq331500236","人工股骨头","f331503009","cq331500236","人工全髋关节及配件","f331507901","cq331507248","人工全髋关节及配件","f331507005","cq331507248"]
[92048,190001390,"骨科集中采购(关节)","髋关节(全髋初次置换)","髋臼假体 Trident Acetabular Component System","史赛克（北京）医疗器械有限公司","911101017868512873","史赛克（北京）医疗器械有限公司","C0344031070100303633","0000037","04546540432131","e7a9731e-cd55-11e9-953f-fa163e0a8baf","502-11-72J","502-11-72J","骨科材料","国械注进20173466558","Trident Hemi HA髋臼杯-钛合金-2","是","是",null,"人工全髋关节及配件","f331507005","cq331507248","人工全髋关节及配件","f331507901","cq331507248","人工半髋关节及配件","f331507006","cq331507247","人工股骨头","f331507006","cq331500236","人工股骨头","f331507901","cq331500236","人工股骨头","f331503009","cq331500236"]
[92103,190000665,"骨科集中采购(关节)","髋关节(全髋初次置换)(分组1)","髋关节球头Delta Ceramic Femoral Head","史赛克（北京）医疗器械有限公司","911101017868512873","史赛克（北京）医疗器械有限公司","C0344051070500003633","0000054","04546540608468","5dea2538-ce2b-11e9-953f-fa163e0a8baf","28mm/32mm/36mm","6570-0-028","骨科材料","国械注进20153462605","Delta V40股骨头-四代陶瓷","是","是",null,"人工全髋关节及配件","f331507005","cq331507248","人工全髋关节及配件","f331507901","cq331507248","人工半髋关节及配件","f331507006","cq331507247","人工股骨头","f331507006","cq331500236","人工股骨头","f331507901","cq331500236","人工股骨头","f331503009","cq331500236"]
[92152,190001344,"骨科集中采购(关节)","髋关节(全髋初次置换)","髋关节假体-股骨部件(商品名：Restoration Modular)","史赛克（北京）医疗器械有限公司","911101017868512873","史赛克（北京）医疗器械有限公司","C0345011070201303633","0000063","04546540643742","46b39839-cd33-11e9-953f-fa163e0a8baf","直型 直径16mmX柄长155mm","6276-7-016","骨科材料","国械注进20183461781","Restoration Modular 155mm 组配式直型带脊股骨柄-远端-钛合金","是","是",null,"人工全髋关节及配件","f331507005","cq331507248","人工全髋关节及配件","f331507901","cq331507248","人工半髋关节及配件","f331507006","cq331507247","人工股骨头","f331507006","cq331500236","人工股骨头","f331507901","cq331500236","人工股骨头","f331503009","cq331500236"]
[92246,16289,"骨科集中采购(关节)","髋关节(全髋初次置换)(分组1)","髋关节假体-钴铬钼股骨头(商品名：V40)","史赛克（北京）医疗器械有限公司","911101017868512873","史赛克（北京）医疗器械有限公司","C0344051070200003633","0000029","07613327012866","b17d8bcf-ce26-11e9-953f-fa163e0a8baf","28mm","6260-5-128","骨科材料","国械注进20163460078","V40 股骨头-钴铬钼合金","是","是",null,"人工半髋关节及配件","f331507005","cq331507247","人工股骨头","f331507901","cq331500236","人工股骨头","f331507006","cq331500236","人工全髋关节及配件","f331507901","cq331507248","人工全髋关节及配件","f331507005","cq331507248","人工股骨头","f331503009","cq331500236"]
[92409,13539,"骨科集中采购(关节)","髋关节(全髋初次置换)(分组1)","髋臼内衬(商品名：Trident X3)","史赛克（北京）医疗器械有限公司","911101017868512873","史赛克（北京）医疗器械有限公司","C0344061070400603633","0000092","07613327039870","13c06662-aba9-11ea-9ac3-fa163e0a8baf","卡环锁定/限制型","623-10-32G","骨科材料","国械注进20143136183","Trident 高边内衬","是","是",null,"人工全髋关节及配件","f331507005","cq331507248","人工全髋关节及配件","f331507901","cq331507248","人工半髋关节及配件","f331507006","cq331507247","人工股骨头","f331503009","cq331500236","人工股骨头","f331507006","cq331500236","人工股骨头","f331507901","cq331500236"]
[92458,190001475,"骨科集中采购(关节)","髋关节(全髋初次置换)","非骨水泥型解剖型髋关节假体柄系统","北京威联德骨科技术有限公司","911101087263719195","北京威联德骨科技术有限公司","C0344021070200200349","0000072","4026575017652",null,"178-366/35","178-366/35","骨科材料","国械注进20153130819","非骨水泥型解剖型髋关节假体柄系统-4","是","是",null,"人工半髋关节及配件","f331507005","cq331507247","人工股骨头","f331507901","cq331500236","人工股骨头","f331507006","cq331500236","人工全髋关节及配件","f331507901","cq331507248","人工全髋关节及配件","f331507005","cq331507248","人工股骨头","f331503009","cq331500236"]
[92539,190001473,"骨科集中采购(关节)","髋关节(全髋初次置换)","髋关节假体(非骨水泥型)-股骨柄","北京威联德骨科技术有限公司","911101087263719195","北京威联德骨科技术有限公司","C0344021070201000349","0000016","4026575415298","398fa4b6-b146-11ea-9ac3-fa163e0a8baf","165-013/26","165-013/26","骨科材料","国械注进20153131408","髋关节假体(非骨水泥型)-股骨柄-2","是","是",null,"人工全髋关节及配件","f331507005","cq331507248","人工全髋关节及配件","f331507901","cq331507248","人工半髋关节及配件","f331507006","cq331507247","人工股骨头","f331507006","cq331500236","人工股骨头","f331507901","cq331500236","人工股骨头","f331503009","cq331500236"]
[92715,190001352,"骨科集中采购(关节)","髋关节(全髋初次置换)","人工髋关节（全髋金属髋臼金属外杯）","深圳市博恩医疗器材有限公司","91440300743248402K","深圳市博恩医疗器材有限公司","C0344031070100102005","0000041","6938392904467","19d45dfe-db4b-11e9-953f-fa163e0a8baf","Φ40","M7A16","骨科材料","国械注准20163462124","全髋金属髋臼金属外杯","是","是",null,"人工半髋关节及配件","f331507005","cq331507247","人工股骨头","f331507901","cq331500236","人工股骨头","f331507006","cq331500236","人工股骨头","f331503009","cq331500236","人工全髋关节及配件","f331507901","cq331507248","人工全髋关节及配件","f331507005","cq331507248"]
[92764,190001354,"骨科集中采购(关节)","髋关节(全髋初次置换)","人工髋关节（可换小球头）","深圳市博恩医疗器材有限公司","91440300743248402K","深圳市博恩医疗器材有限公司","C0344051070200002005","0000027","6938392914848","48bba192-db48-11e9-953f-fa163e0a8baf","Φ28/+4","H1C00","骨科材料","国械注准20163462124","可换小球头","是","是",null,"人工全髋关节及配件","f331507005","cq331507248","人工全髋关节及配件","f331507901","cq331507248","人工半髋关节及配件","f331507006","cq331507247","人工股骨头","f331507006","cq331500236","人工股骨头","f331507901","cq331500236","人工股骨头","f331503009","cq331500236"]
[92832,190000381,"骨科集中采购(关节)","髋关节(全髋初次置换)","生物型组合髋关节假体（生物型防脱位髋臼内衬）","北京华康天怡生物科技有限公司","911101175620977802","北京华康天怡生物科技有限公司","C0344061070200303091","0000008","6970034851722","2429353e-c3d9-11e9-974a-fa163e0a8baf","64/36","64/36","骨科材料","国械注准20183130539","生物型防脱位髋臼内衬","是","是",null,"人工全髋关节及配件","f331507005","cq331507248","人工全髋关节及配件","f331507901","cq331507248","人工半髋关节及配件","f331507006","cq331507247","人工股骨头","f331503009","cq331500236","人工股骨头","f331507006","cq331500236","人工股骨头","f331507901","cq331500236"]
[92989,190000705,"骨科集中采购(关节)","髋关节(全髋初次置换)(分组2)","髋关节假体-股骨柄","北京市春立正达医疗器械股份有限公司","91110000633737758W","北京市春立正达医疗器械股份有限公司","C0344011070201000525","0000003",null,"63cb52c5-e041-11e9-953f-fa163e0a8baf","8mm","165（均匀粗糙面）","01-组配式股骨柄","国械注准20173464472","髋关节假体-股骨柄（普通）-8","是","是",null,"人工全髋关节及配件","f331507005","cq331507248","人工全髋关节及配件","f331507901","cq331507248","人工半髋关节及配件","f331507006","cq331507247","人工股骨头","f331507006","cq331500236","人工股骨头","f331507901","cq331500236","人工股骨头","f331503009","cq331500236"]
[93070,190000726,"骨科集中采购(关节)","髋关节(全髋初次置换)","股骨柄","北京蒙太因医疗器械有限公司","91110302600069255E","北京蒙太因医疗器械有限公司","C0344021070100802305","0000020",null,"cc054c61-c3bc-11e9-974a-fa163e0a8baf","15","JY/W","骨科材料","国械注准20163461317","金枪鱼柄/无领 JY/W","是","是",null,"人工半髋关节及配件","f331507005","cq331507247","人工股骨头","f331507901","cq331500236","人工股骨头","f331507006","cq331500236","人工股骨头","f331503009","cq331500236","人工全髋关节及配件","f331507901","cq331507248","人工全髋关节及配件","f331507005","cq331507248"]
[93125,190000604,"骨科集中采购(关节)","髋关节(全髋初次置换)","组合型髋关节假体（股骨柄-光面柄）","北京力达康科技有限公司","91110108634366506T","北京力达康科技有限公司","C0344021070101105119","0000002",null,"596eeb6b-bf2f-11e9-974a-fa163e0a8baf","1#","JX 1401","骨科材料","国械注准20153460599","光面柄I型","是","是",null,"人工半髋关节及配件","f331507005","cq331507247","人工股骨头","f331507901","cq331500236","人工股骨头","f331507006","cq331500236","人工股骨头","f331503009","cq331500236","人工全髋关节及配件","f331507901","cq331507248","人工全髋关节及配件","f331507005","cq331507248"]
[93295,190000754,"骨科集中采购(关节)","髋关节(全髋初次置换)(分组1)","髋关节假体-股骨柄（商品名：CLS）（145°股骨柄）","捷迈（上海）医疗国际贸易有限公司","913100007340651456","捷迈（上海）医疗国际贸易有限公司","C0344021070200807551",{"$nulls":3},"145°/175","29.00.09-175","骨科材料","国械注进20153460419","CLS Spotorno 145° 股骨柄","是","是",null,"人工全髋关节及配件","f331507005","cq331507248","人工全髋关节及配件","f331507901","cq331507248","人工半髋关节及配件","f331507006","cq331507247","人工股骨头","f331507006","cq331500236","人工股骨头","f331507901","cq331500236","人工股骨头","f331503009","cq331500236"]
[93376,190012109,"骨科集中采购(关节)","髋关节(全髋初次置换)","非骨水泥型股骨柄","强生（上海）医疗器材有限公司","91310115703465170L","强生（上海）医疗器材有限公司","C0344021070200809098","0000016",null,null,"Summit Porocoat 标准偏心距3号柄","1570-01-090","骨科材料","国械注进20143466185","Summit Porocoat 标准偏心距柄","是","是",null,"人工全髋关节及配件","f331507005","cq331507248","人工全髋关节及配件","f331507901","cq331507248","人工半髋关节及配件","f331507006","cq331507247","人工股骨头","f331507006","cq331500236","人工股骨头","f331507901","cq331500236","人工股骨头","f331503009","cq331500236"]
[93418,190001509,"骨科集中采购(关节)","髋关节(全髋初次置换)","生物型髋关节假体（股骨柄）喷钛I型1#","天衍医疗器材有限公司"," 91320412MA1MGW1BXH","天衍医疗器材有限公司","C0344021070201002737","0000008",null,"6062fda2-e00a-11e9-953f-fa163e0a8baf",123.5,"喷钛I型1#","骨科材料","国械注准20193130331","生物型髋关节假体（股骨柄）（钛合金）-2","是","是",null,"人工全髋关节及配件","f331507005","cq331507248","人工全髋关节及配件","f331507901","cq331507248","人工半髋关节及配件","f331507006","cq331507247","人工股骨头","f331503009","cq331500236","人工股骨头","f331507006","cq331500236","人工股骨头","f331507901","cq331500236"]
[93505,190012083,"骨科集中采购(关节)","髋关节(全髋初次置换)","股骨柄组件(商品名:Echo Bi-Metric)（Echo Bi-Metric无领近端缩窄型标准型偏心距微孔表面股骨柄）","凌曦（上海）科技有限公司","91310118066009796A","凌曦（上海）科技有限公司","C0344021070201007551","0000022",null,"f28a2257-e367-11e9-953f-fa163e0a8baf","Echo Bi-Metric Porous Femoral Reduced Non-Collar 18x170mm","192418","骨科材料","国械注进20173462007","Echo 股骨柄-初次 6483","是","是",null,"人工全髋关节及配件","f331507005","cq331507248","人工全髋关节及配件","f331507901","cq331507248","人工半髋关节及配件","f331507006","cq331507247","人工股骨头","f331507006","cq331500236","人工股骨头","f331507901","cq331500236","人工股骨头","f331503009","cq331500236"]
[93615,190000591,"骨科集中采购(关节)","髋关节(全髋初次置换)","髋关节假体组件（股骨柄-非骨水泥型）","北京华杰豪科技开发公司","911101086004875456","北京华杰豪科技开发公司","C0344021070201008524","0000019",null,"3381f3c0-ddd8-11e9-953f-fa163e0a8baf","SAGIT.EVL 0+ HA","SAGIT.EVL 0+ HA","骨科材料","国械注进20153464220","股骨柄（非骨水泥型）","是","是",null,"人工半髋关节及配件","f331507005","cq331507247","人工股骨头","f331507901","cq331500236","人工股骨头","f331507006","cq331500236","人工全髋关节及配件","f331507901","cq331507248","人工全髋关节及配件","f331507005","cq331507248","人工股骨头","f331503009","cq331500236"]
[93730,190000767,"骨科集中采购(关节)","髋关节(全髋初次置换)","髋关节假体(股骨柄)","北京金查理人工关节技术有限公司","911101137501388183","北京金查理人工关节技术有限公司","C0344021070201207696","0000108",null,null,"Φ9.5*150mm","Φ9.5*150mm","骨科材料","国械注准20153460554","髋关节假体（股骨柄）-1","是","是",null,"人工全髋关节及配件","f331507005","cq331507248","人工全髋关节及配件","f331507901","cq331507248","人工半髋关节及配件","f331507006","cq331507247","人工股骨头","f331507006","cq331500236","人工股骨头","f331507901","cq331500236","人工股骨头","f331503009","cq331500236"]
[93811,190000669,"骨科集中采购(关节)","髋关节(全髋初次置换)(分组2)","骨水泥型髋关节假体-股骨柄(Excia初次置换股骨柄-骨水泥型)","贝朗医疗（上海）国际贸易有限公司","913101156074116154","贝朗医疗（上海）国际贸易有限公司","C0344021070300702834","0000003",null,"381975bc-c940-11e9-953f-fa163e0a8baf","标准型，13 mm","NK693K","骨科材料","国械注进20173460346","Excia ®12/14,骨水泥型","是","是",null,"人工全髋关节及配件","f331507005","cq331507248","人工全髋关节及配件","f331507901","cq331507248","人工半髋关节及配件","f331507006","cq331507247","人工股骨头","f331507006","cq331500236","人工股骨头","f331507901","cq331500236","人工股骨头","f331503009","cq331500236"]
[93908,190001400,"骨科集中采购(关节)","髋关节(全髋初次置换)","髋臼系统（R3 3孔髋臼外杯）","施乐辉医用产品国际贸易（上海）有限公司","91310000607411498D","施乐辉医用产品国际贸易（上海）有限公司","C0344031070100106052","0000003",null,"1534ee2b-d488-11e9-953f-fa163e0a8baf","R3 3孔髋臼外杯56 mm\t",71335556,"骨科材料","国械注进20153130014","R3 3孔髋臼外杯","是","是",null,"人工全髋关节及配件","f331507005","cq331507248","人工全髋关节及配件","f331507901","cq331507248","人工半髋关节及配件","f331507006","cq331507247","人工股骨头","f331507006","cq331500236","人工股骨头","f331507901","cq331500236","人工股骨头","f331503009","cq331500236"]
[94036,190001468,"骨科集中采购(关节)","髋关节(全髋初次置换)","髋关节假体组件-髋臼金属外杯","北京华杰豪科技开发公司","911101086004875456","北京华杰豪科技开发公司","C0344031070100208524","0000002",null,"0cd02398-d04d-11e9-953f-fa163e0a8baf","NOVAE E 57","NOVAE E 57","骨科材料","国械注进20153464220","髋臼金属外杯（重建型）","是","是",null,"人工全髋关节及配件","f331507005","cq331507248","人工全髋关节及配件","f331507901","cq331507248","人工半髋关节及配件","f331507006","cq331507247","人工股骨头","f331507006","cq331500236","人工股骨头","f331507901","cq331500236","人工股骨头","f331503009","cq331500236"]
[94117,190001064,"骨科集中采购(关节)","髋关节(全髋初次置换)","非骨水泥型髋关节假体","北京西麦克斯医疗器械有限公司","91110114666946257A","北京西麦克斯医疗器械有限公司","C0344031070100308023","0000153",null,null,"CSF-PLUS髋臼杯-与陶瓷内衬配合,*mm","170-44-07","骨科材料","国械注进20163462988","CSF-PLUS髋臼杯-与陶瓷内衬配合","是","是",null,"人工全髋关节及配件","f331507005","cq331507248","人工全髋关节及配件","f331507901","cq331507248","人工半髋关节及配件","f331507006","cq331507247","人工股骨头","f331507006","cq331500236","人工股骨头","f331507901","cq331500236","人工股骨头","f331503009","cq331500236"]
[94207,190012092,"骨科集中采购(关节)","髋关节(全髋初次置换)","人工髋关节（Universal 微孔表面 2孔 髋臼外杯  带顶孔）","凌曦（上海）科技有限公司","91310118066009796A","凌曦（上海）科技有限公司","C0344031070100407551","0000003",null,"161891cd-bfcf-11e9-974a-fa163e0a8baf","Universal 微孔表面 2 孔 髋臼外杯  带顶孔 66mm 配合 27 号内衬","14-103666","骨科材料","国械注进20173461073","人工髋关节-Universal （2孔）","是","是",null,"人工全髋关节及配件","f331507005","cq331507248","人工全髋关节及配件","f331507901","cq331507248","人工半髋关节及配件","f331507006","cq331507247","人工股骨头","f331503009","cq331500236","人工股骨头","f331507006","cq331500236","人工股骨头","f331507901","cq331500236"]
[94342,190000714,"骨科集中采购(关节)","髋关节(全髋初次置换)","人工髋关节（金属臼-钛+羟基磷灰石）","德州金约应医疗器械有限公司","913714217535178999","德州金约应医疗器械有限公司","C0344031070101104929","0000015",null,"50264753-e0c3-11e9-953f-fa163e0a8baf","70／36","70／36","骨科材料","国械注准20153462206","金属臼（钛）","是","是",null,"人工半髋关节及配件","f331507005","cq331507247","人工股骨头","f331507901","cq331500236","人工股骨头","f331507006","cq331500236","人工股骨头","f331503009","cq331500236","人工全髋关节及配件","f331507901","cq331507248","人工全髋关节及配件","f331507005","cq331507248"]
[94423,190001014,"骨科集中采购(关节)","髋关节(全髋初次置换)","髋关节假体 髋臼部件","北京爱康宜诚医疗器材有限公司","91110114750144214X","北京爱康宜诚医疗器材有限公司","C0344031070101308023","0000111",null,null,"58/50","金属髋臼外杯（金属骨小梁I型）","骨科材料","国械注准20153131311","金属髋臼外杯(金属骨小梁I型)","是","是",null,"人工半髋关节及配件","f331507005","cq331507247","人工股骨头","f331507901","cq331500236","人工股骨头","f331507006","cq331500236","人工股骨头","f331503009","cq331500236","人工全髋关节及配件","f331507901","cq331507248","人工全髋关节及配件","f331507005","cq331507248"]
[94500,32262,"骨科集中采购(关节)","髋关节(全髋初次置换)(分组1)","髋关节假体-髋臼外杯及孔塞（Trilogy IT 多孔髋臼壳）","捷迈（上海）医疗国际贸易有限公司","913100007340651456","捷迈（上海）医疗国际贸易有限公司","C0344031070200307551",{"$nulls":3},"LL/58mm","00-8753-058-02","骨科材料","国械注进20143465629","Trilogy IT 多孔髋臼外杯 2","是","是",null,"人工全髋关节及配件","f331507005","cq331507248","人工全髋关节及配件","f331507901","cq331507248","人工半髋关节及配件","f331507005","cq331507247","人工股骨头","f331503009","cq331500236","人工股骨头","f331507006","cq331500236","人工股骨头","f331507901","cq331500236"]
[94552,190012095,"骨科集中采购(关节)","髋关节(全髋初次置换)","人工髋关节假体（WE-DomeⅠ标准髋臼杯）","山东威高海星医疗器械有限公司","913710007986787413","山东威高海星医疗器械有限公司","C0344031070200609455","0000003",null,null,"58mm","HXDZ61","骨科材料","国械注准20153460563","WE-Dome I 标准髋臼杯","是","是",null,"人工半髋关节及配件","f331507005","cq331507247","人工股骨头","f331507901","cq331500236","人工股骨头","f331507006","cq331500236","人工全髋关节及配件","f331507901","cq331507248","人工全髋关节及配件","f331507005","cq331507248","人工股骨头","f331503009","cq331500236"]
[94729,190001535,"骨科集中采购(关节)","髋关节(全髋初次置换)","股骨头（TE球头）","北京蒙太因医疗器械有限公司","91110302600069255E","北京蒙太因医疗器械有限公司","C0344051070200002305","0000124",null,"4562b409-b540-11ea-9ac3-fa163e0a8baf","36/-3.5","TE","骨科材料","国械注准20153131770","球头 TE","是","是",null,"人工半髋关节及配件","f331507005","cq331507247","人工股骨头","f331507901","cq331500236","人工股骨头","f331507006","cq331500236","人工股骨头","f331503009","cq331500236","人工全髋关节及配件","f331507901","cq331507248","人工全髋关节及配件","f331507005","cq331507248"]
[94793,190000600,"骨科集中采购(关节)","髋关节(全髋初次置换)","组合型髋关节假体（股骨头-球头）","北京力达康科技有限公司","91110108634366506T","北京力达康科技有限公司","C0344051070200005119","0000102",null,null,"54","JX 4301","骨科材料","国械注准20153460599","球头I型","是","是",null,"人工半髋关节及配件","f331507005","cq331507247","人工股骨头","f331507901","cq331500236","人工股骨头","f331507006","cq331500236","人工股骨头","f331503009","cq331500236","人工全髋关节及配件","f331507901","cq331507248","人工全髋关节及配件","f331507005","cq331507248"]
[94858,190001398,"骨科集中采购(关节)","髋关节(全髋初次置换)","髋关节假体(金属球头)","武汉德骼拜尔外科植入物有限公司","91420111771353736F","武汉德骼拜尔外科植入物有限公司","C0344051070200008921","0000013",null,null,"直径D（mm）/颈长调节：28L、锥度：12/14","直径D（mm）/颈长调节：28L、锥度：12/14","骨科材料","国械注准20143462298","金属球头","是","是",null,"人工半髋关节及配件","f331507005","cq331507247","人工股骨头","f331507901","cq331500236","人工股骨头","f331507006","cq331500236","人工股骨头","f331503009","cq331500236","人工全髋关节及配件","f331507901","cq331507248","人工全髋关节及配件","f331507005","cq331507248"]
[95003,190000680,"骨科集中采购(关节)","髋关节(全髋初次置换)","BIOLOX DELTA 陶瓷股骨头","施乐辉医用产品国际贸易（上海）有限公司","91310000607411498D","施乐辉医用产品国际贸易（上海）有限公司","C0344051070500006052","0000006",null,null,"BIOLOX DELTA 陶瓷球头 36 MM 12/14 M / +4","76539166","骨科材料","国械注进20183132567","陶瓷股骨头BIOLOX DELTA Ceramic Femoral Head","是","是",null,"人工全髋关节及配件","f331507005","cq331507248","人工全髋关节及配件","f331507901","cq331507248","人工半髋关节及配件","f331507006","cq331507247","人工股骨头","f331503009","cq331500236","人工股骨头","f331507006","cq331500236","人工股骨头","f331507901","cq331500236"]
[95086,190000422,"骨科集中采购(关节)","髋关节(全髋初次置换)(分组2)","髋关节假体 陶瓷球头","北京爱康宜诚医疗器材有限公司","91110114750144214X","北京爱康宜诚医疗器材有限公司","C0344051070500008023","0000010",null,null,"36-M","陶瓷球头（Delta）","骨科材料","国械注准20153461313","髋关节假体 陶瓷球头","是","是",null,"人工全髋关节及配件","f331507005","cq331507248","人工全髋关节及配件","f331507901","cq331507248","人工半髋关节及配件","f331507006","cq331507247","人工股骨头","f331507006","cq331500236","人工股骨头","f331507901","cq331500236","人工股骨头","f331503009","cq331500236"]
[95164,190001514,"骨科集中采购(关节)","髋关节(全髋初次置换)","髋关节假体-髋臼系统（M-IT标准髋臼衬垫）","北京蒙太因医疗器械有限公司","91110302600069255E","北京蒙太因医疗器械有限公司","C0344061070200102305","0000018",null,"11eda804-c314-11e9-974a-fa163e0a8baf","LL36","L-IT/N","骨科材料","国械注准20173461556","标准髋臼衬垫 L-IT/N","是","是",null,"人工半髋关节及配件","f331507005","cq331507247","人工股骨头","f331507901","cq331500236","人工股骨头","f331507006","cq331500236","人工全髋关节及配件","f331507901","cq331507248","人工全髋关节及配件","f331507005","cq331507248","人工股骨头","f331503009","cq331500236"]
[95283,190012057,"骨科集中采购(关节)","髋关节(全髋初次置换)","髋关节假体-髋臼系统（高交联超高分子量聚乙烯高边髋臼衬垫 32mm）","捷迈（上海）医疗国际贸易有限公司","913100007340651456","捷迈（上海）医疗国际贸易有限公司","C0344061070200107551","0000030",null,null,"HXPE LINER ELEVATED OO 32","00-8752-016-32","骨科材料","国械注进20163460089","8002 IT XLPE liner","是","是",null,"人工全髋关节及配件","f331507005","cq331507248","人工全髋关节及配件","f331507901","cq331507248","人工半髋关节及配件","f331507006","cq331507247","人工股骨头","f331507006","cq331500236","人工股骨头","f331507901","cq331500236","人工股骨头","f331503009","cq331500236"]
[95389,190012074,"骨科集中采购(关节)","髋关节(全髋初次置换)","髋关节假体 髋臼部件","北京爱康宜诚医疗器材有限公司","91110114750144214X","北京爱康宜诚医疗器材有限公司","C0344061070200108023","0000158",null,null,"36/28","内衬（XPE-I型）","骨科材料","国械注准20153131311","内衬(XPE-I型)","是","是",null,"人工全髋关节及配件","f331507005","cq331507248","人工全髋关节及配件","f331507901","cq331507248","人工半髋关节及配件","f331507006","cq331507247","人工股骨头","f331507006","cq331500236","人工股骨头","f331507901","cq331500236","人工股骨头","f331503009","cq331500236"]
[95438,190001512,"骨科集中采购(关节)","髋关节(全髋初次置换)","生物型髋关节假体（髋臼-髋臼内衬）高交联","天衍医疗器材有限公司"," 91320412MA1MGW1BXH","天衍医疗器材有限公司","C0344061070200202737","0000010",null,"0b57cb50-e00d-11e9-953f-fa163e0a8baf",66,"高交联2#","骨科材料","国械注准20193130331","生物型髋关节假体（髋臼-髋臼内衬）（高交联聚乙烯）-2","是","是",null,"人工全髋关节及配件","f331507005","cq331507248","人工全髋关节及配件","f331507901","cq331507248","人工半髋关节及配件","f331507006","cq331507247","人工股骨头","f331503009","cq331500236","人工股骨头","f331507006","cq331500236","人工股骨头","f331507901","cq331500236"]
[95576,190000716,"骨科集中采购(关节)","髋关节(全髋初次置换)","人工髋关节（臼衬-防脱位）","德州金约应医疗器械有限公司","913714217535178999","德州金约应医疗器械有限公司","C0344061070200304929","0000032",null,null,"72／32","72／32","骨科集中采购(关节)","国械注准20153462206","臼衬（防脱位）","是","是",null,"人工全髋关节及配件","f331507005","cq331507248","人工全髋关节及配件","f331507901","cq331507248","人工半髋关节及配件","f331507006","cq331507247","人工股骨头","f331507006","cq331500236","人工股骨头","f331507901","cq331500236","人工股骨头","f331503009","cq331500236"]
[95599,190000775,"骨科集中采购(关节)","髋关节(全髋初次置换)(分组2)","人工髋关节假体-高交联髋臼内衬（高交联髋臼内衬+4 10°）","山东威高海星医疗器械有限公司","913710007986787413","山东威高海星医疗器械有限公司","C0344061070200309455","0000004",null,null,"48/32","HXDZ324","骨科材料","国械注准20163461378","高交联髋臼内衬+4 10°","是","是",null,"人工半髋关节及配件","f331507005","cq331507247","人工股骨头","f331507901","cq331500236","人工股骨头","f331507006","cq331500236","人工全髋关节及配件","f331507901","cq331507248","人工全髋关节及配件","f331507005","cq331507248","人工股骨头","f331503009","cq331500236"]
[95744,44690,"骨科集中采购(关节)","髋关节(全髋初次置换)(分组1)","髋关节假体（商品名：Exceed ABT)（Exceed ABT Ringloc-X标准型/高边防脱位型 ArComXL 高交联聚乙烯内衬 ）","凌曦（上海）科技有限公司","91310118066009796A","凌曦（上海）科技有限公司","C0344061070200407551","0000054",null,null,"54/36mm(24)","XL-043654","骨科材料","国械注进20153462342","2 ABT Ringloc-X 标准型 ArComXL高交联聚乙烯内衬","是","是",null,"人工全髋关节及配件","f331507005","cq331507248","人工全髋关节及配件","f331507901","cq331507248","人工半髋关节及配件","f331507006","cq331507247","人工股骨头","f331507006","cq331500236","人工股骨头","f331507901","cq331500236","人工股骨头","f331503009","cq331500236"]
[95869,190000008,"骨科集中采购(关节)","髋关节(全髋初次置换)","髋臼内衬（JUMP 系列 VITAL-XE 髋臼内衬）","上海博玛医疗科技有限公司","9131012007124861XF","上海博玛医疗科技有限公司","C0344061070300106379","0000020",null,null,"内直径Φ28 mm-20°-黑","36302XE","骨科材料","国械注进20173465258","JUMP 系列 VITAL-XE 髋臼内衬","是","是",null,"人工全髋关节及配件","f331507005","cq331507248","人工全髋关节及配件","f331507901","cq331507248","人工半髋关节及配件","f331507006","cq331507247","人工股骨头","f331507006","cq331500236","人工股骨头","f331507901","cq331500236","人工股骨头","f331503009","cq331500236"]
[95905,190000817,"骨科集中采购(关节)","髋关节(全髋初次置换)(分组1)","高交联聚乙烯内衬","强生（上海）医疗器材有限公司","91310115703465170L","强生（上海）医疗器材有限公司","C0344061070300209098","0000005",null,null,"AltrX 内衬 +4 10度 32IDX48OD","1221-32-148","骨科材料","国械注进20143465567","内衬 +4 10度","是","是",null,"人工全髋关节及配件","f331507005","cq331507248","人工全髋关节及配件","f331507901","cq331507248","人工半髋关节及配件","f331507006","cq331507247","人工股骨头","f331507006","cq331500236","人工股骨头","f331507901","cq331500236","人工股骨头","f331503009","cq331500236"]
[96050,190012065,"骨科集中采购(关节)","髋关节(全髋初次置换)","髋关节假体 金属髋臼","北京爱康宜诚医疗器材有限公司","91110114750144214X","北京爱康宜诚医疗器材有限公司","C0344061070400108023","0000042",null,"5c4ad81d-d2e7-11e9-953f-fa163e0a8baf","52/28","内衬（生物ML型）","骨科材料","国械注准20193131934","髋关节假体金属髋臼（内衬生物ML型）","是","是",null,"人工全髋关节及配件","f331507005","cq331507248","人工全髋关节及配件","f331507901","cq331507248","人工半髋关节及配件","f331507006","cq331507247","人工股骨头","f331507006","cq331500236","人工股骨头","f331507901","cq331500236","人工股骨头","f331503009","cq331500236"]
[96162,190000675,"骨科集中采购(关节)","髋关节(全髋初次置换)(分组2)","髋关节假体（非骨水泥型）（PE内衬）","贝朗医疗（上海）国际贸易有限公司","913101156074116154","贝朗医疗（上海）国际贸易有限公司","C0344061070400302834","0000022",null,"bafbf9e1-cf88-11e9-953f-fa163e0a8baf","32   MM 48 防脱位","NH417","骨科材料","国械注进20143465899","PE 衬-1","是","是",null,"人工全髋关节及配件","f331507005","cq331507248","人工全髋关节及配件","f331507901","cq331507248","人工半髋关节及配件","f331507006","cq331507247","人工股骨头","f331507006","cq331500236","人工股骨头","f331507901","cq331500236","人工股骨头","f331503009","cq331500236"]
[96179,190000769,"骨科集中采购(关节)","髋关节(全髋初次置换)","髋关节假体(髋臼内衬)","北京金查理人工关节技术有限公司","911101137501388183","北京金查理人工关节技术有限公司","C0344061070400307696","0000008",null,null,"Φ22/66mm","Φ22/66mm","骨科材料","国械注准20153460554","髋关节假体（髋臼内衬）-2","是","是",null,"人工全髋关节及配件","f331507005","cq331507248","人工全髋关节及配件","f331507901","cq331507248","人工半髋关节及配件","f331507006","cq331507247","人工股骨头","f331507006","cq331500236","人工股骨头","f331507901","cq331500236","人工股骨头","f331503009","cq331500236"]
[96356,190000708,"骨科集中采购(关节)","髋关节(全髋初次置换)(分组2)","髋关节假体-全髋臼（内衬）","北京市春立正达医疗器械股份有限公司","91110000633737758W","北京市春立正达医疗器械股份有限公司","C0344061070600200525","0000011",null,"2d48c4b1-ec31-11ea-bf70-fa163e0a8baf","41mm","41mm","06-髋臼内衬","国械注准20153130555","JS型内衬(灭菌)","是","是",null,"人工全髋关节及配件","f331507005","cq331507248","人工全髋关节及配件","f331507901","cq331507248","人工半髋关节及配件","f331507006","cq331507247","人工股骨头","f331507006","cq331500236","人工股骨头","f331507901","cq331500236","人工股骨头","f331503009","cq331500236"]
[96360,190000261,"骨科集中采购(关节)","髋关节(全髋初次置换)","陶瓷股骨头及陶瓷内衬（BENCOX delta 内衬）","苏州欣荣博尔特医疗器械有限公司","913205827812794022","苏州欣荣博尔特医疗器械有限公司","C0344061070600303333","0000001",null,null,"01.01.273","01.01.273","骨科材料","国械注进20173462010","BENCOX delta 内衬","是","是",null,"人工全髋关节及配件","f331507005","cq331507248","人工全髋关节及配件","f331507901","cq331507248","人工半髋关节及配件","f331507006","cq331507247","人工股骨头","f331507006","cq331500236","人工股骨头","f331507901","cq331500236","人工股骨头","f331503009","cq331500236"]
[96485,190001557,"骨科集中采购(关节)","髋关节(全髋初次置换)","组合型髋关节假体-股骨柄","北京力达康科技有限公司","91110108634366506T","北京力达康科技有限公司","C0345021070100305119","0000002",null,null,"8#","JX 1403","骨科材料","国械注准20153460599","光面柄III型","是","是",null,"人工半髋关节及配件","f331507005","cq331507247","人工股骨头","f331507901","cq331500236","人工股骨头","f331507006","cq331500236","人工股骨头","f331503009","cq331500236","人工全髋关节及配件","f331507901","cq331507248","人工全髋关节及配件","f331507005","cq331507248"]
[96566,190000767,"骨科集中采购(关节)","髋关节(全髋初次置换)","髋关节假体(股骨柄)","北京金查理人工关节技术有限公司","911101137501388183","北京金查理人工关节技术有限公司","C0345021070200407696","0000003",null,null,"Φ8.5*175mm","Φ8.5*175mm","骨科材料","国械注准20153460554","髋关节假体（股骨柄）-2","是","是",null,"人工全髋关节及配件","f331507005","cq331507248","人工全髋关节及配件","f331507901","cq331507248","人工半髋关节及配件","f331507006","cq331507247","人工股骨头","f331507006","cq331500236","人工股骨头","f331507901","cq331500236","人工股骨头","f331503009","cq331500236"]
[96646,190000767,"骨科集中采购(关节)","髋关节(全髋初次置换)","髋关节假体(股骨柄)","北京金查理人工关节技术有限公司","911101137501388183","北京金查理人工关节技术有限公司","C0345021070200407696","0000083",null,null,"Φ11.5*200mm","Φ11.5*200mm","骨科材料","国械注准20153460554","髋关节假体（股骨柄）-2","是","是",null,"人工全髋关节及配件","f331507005","cq331507248","人工全髋关节及配件","f331507901","cq331507248","人工半髋关节及配件","f331507006","cq331507247","人工股骨头","f331507006","cq331500236","人工股骨头","f331507901","cq331500236","人工股骨头","f331503009","cq331500236"]
[96647,190000767,"骨科集中采购(关节)","髋关节(全髋初次置换)","髋关节假体(股骨柄)","北京金查理人工关节技术有限公司","911101137501388183","北京金查理人工关节技术有限公司","C0345021070200407696","0000084",null,null,"Φ10.5*200mm","Φ10.5*200mm","骨科材料","国械注准20153460554","髋关节假体（股骨柄）-2","是","是",null,"人工全髋关节及配件","f331507005","cq331507248","人工全髋关节及配件","f331507901","cq331507248","人工半髋关节及配件","f331507006","cq331507247","人工股骨头","f331507006","cq331500236","人工股骨头","f331507901","cq331500236","人工股骨头","f331503009","cq331500236"]
[96648,190000767,"骨科集中采购(关节)","髋关节(全髋初次置换)","髋关节假体(股骨柄)","北京金查理人工关节技术有限公司","911101137501388183","北京金查理人工关节技术有限公司","C0345021070200407696","0000085",null,null,"Φ15*190mm","Φ15*190mm","骨科材料","国械注准20153460554","髋关节假体（股骨柄）-2","是","是",null,"人工全髋关节及配件","f331507005","cq331507248","人工全髋关节及配件","f331507901","cq331507248","人工半髋关节及配件","f331507006","cq331507247","人工股骨头","f331507006","cq331500236","人工股骨头","f331507901","cq331500236","人工股骨头","f331503009","cq331500236"]
[96649,190000767,"骨科集中采购(关节)","髋关节(全髋初次置换)","髋关节假体(股骨柄)","北京金查理人工关节技术有限公司","911101137501388183","北京金查理人工关节技术有限公司","C0345021070200407696","0000086",null,null,"Φ13*180mm","Φ13*180mm","骨科材料","国械注准20153460554","髋关节假体（股骨柄）-2","是","是",null,"人工全髋关节及配件","f331507005","cq331507248","人工全髋关节及配件","f331507901","cq331507248","人工半髋关节及配件","f331507006","cq331507247","人工股骨头","f331507006","cq331500236","人工股骨头","f331507901","cq331500236","人工股骨头","f331503009","cq331500236"]
[96650,190000767,"骨科集中采购(关节)","髋关节(全髋初次置换)","髋关节假体(股骨柄)","北京金查理人工关节技术有限公司","911101137501388183","北京金查理人工关节技术有限公司","C0345021070200407696","0000087",null,null,"Φ12*180mm","Φ12*180mm","骨科材料","国械注准20153460554","髋关节假体（股骨柄）-2","是","是",null,"人工全髋关节及配件","f331507005","cq331507248","人工全髋关节及配件","f331507901","cq331507248","人工半髋关节及配件","f331507006","cq331507247","人工股骨头","f331507006","cq331500236","人工股骨头","f331507901","cq331500236","人工股骨头","f331503009","cq331500236"]
[96651,190000767,"骨科集中采购(关节)","髋关节(全髋初次置换)","髋关节假体(股骨柄)","北京金查理人工关节技术有限公司","911101137501388183","北京金查理人工关节技术有限公司","C0345021070200407696","0000088",null,null,"Φ8.5*190mm","Φ8.5*190mm","骨科材料","国械注准20153460554","髋关节假体（股骨柄）-2","是","是",null,"人工全髋关节及配件","f331507005","cq331507248","人工全髋关节及配件","f331507901","cq331507248","人工半髋关节及配件","f331507006","cq331507247","人工股骨头","f331507006","cq331500236","人工股骨头","f331507901","cq331500236","人工股骨头","f331503009","cq331500236"]
[96652,190000767,"骨科集中采购(关节)","髋关节(全髋初次置换)","髋关节假体(股骨柄)","北京金查理人工关节技术有限公司","911101137501388183","北京金查理人工关节技术有限公司","C0345021070200407696","0000089",null,null,"Φ12*175mm","Φ12*175mm","骨科材料","国械注准20153460554","髋关节假体（股骨柄）-2","是","是",null,"人工全髋关节及配件","f331507005","cq331507248","人工全髋关节及配件","f331507901","cq331507248","人工半髋关节及配件","f331507006","cq331507247","人工股骨头","f331507006","cq331500236","人工股骨头","f331507901","cq331500236","人工股骨头","f331503009","cq331500236"]
[96653,190000767,"骨科集中采购(关节)","髋关节(全髋初次置换)","髋关节假体(股骨柄)","北京金查理人工关节技术有限公司","911101137501388183","北京金查理人工关节技术有限公司","C0345021070200407696","0000090",null,null,"Φ8*175mm","Φ8*175mm","骨科材料","国械注准20153460554","髋关节假体（股骨柄）-2","是","是",null,"人工全髋关节及配件","f331507005","cq331507248","人工全髋关节及配件","f331507901","cq331507248","人工半髋关节及配件","f331507006","cq331507247","人工股骨头","f331507006","cq331500236","人工股骨头","f331507901","cq331500236","人工股骨头","f331503009","cq331500236"]
[96654,190000767,"骨科集中采购(关节)","髋关节(全髋初次置换)","髋关节假体(股骨柄)","北京金查理人工关节技术有限公司","911101137501388183","北京金查理人工关节技术有限公司","C0345021070200407696","0000091",null,null,"Φ11.5*180mm","Φ11.5*180mm","骨科材料","国械注准20153460554","髋关节假体（股骨柄）-2","是","是",null,"人工全髋关节及配件","f331507005","cq331507248","人工全髋关节及配件","f331507901","cq331507248","人工半髋关节及配件","f331507006","cq331507247","人工股骨头","f331507006","cq331500236","人工股骨头","f331507901","cq331500236","人工股骨头","f331503009","cq331500236"]
[96655,190000767,"骨科集中采购(关节)","髋关节(全髋初次置换)","髋关节假体(股骨柄)","北京金查理人工关节技术有限公司","911101137501388183","北京金查理人工关节技术有限公司","C0345021070200407696","0000092",null,null,"Φ10*200mm","Φ10*200mm","骨科材料","国械注准20153460554","髋关节假体（股骨柄）-2","是","是",null,"人工全髋关节及配件","f331507005","cq331507248","人工全髋关节及配件","f331507901","cq331507248","人工半髋关节及配件","f331507006","cq331507247","人工股骨头","f331507006","cq331500236","人工股骨头","f331507901","cq331500236","人工股骨头","f331503009","cq331500236"]
[96656,190000767,"骨科集中采购(关节)","髋关节(全髋初次置换)","髋关节假体(股骨柄)","北京金查理人工关节技术有限公司","911101137501388183","北京金查理人工关节技术有限公司","C0345021070200407696","0000093",null,null,"Φ14*195mm","Φ14*195mm","骨科材料","国械注准20153460554","髋关节假体（股骨柄）-2","是","是",null,"人工全髋关节及配件","f331507005","cq331507248","人工全髋关节及配件","f331507901","cq331507248","人工半髋关节及配件","f331507006","cq331507247","人工股骨头","f331507006","cq331500236","人工股骨头","f331507901","cq331500236","人工股骨头","f331503009","cq331500236"]
[96657,190000767,"骨科集中采购(关节)","髋关节(全髋初次置换)","髋关节假体(股骨柄)","北京金查理人工关节技术有限公司","911101137501388183","北京金查理人工关节技术有限公司","C0345021070200407696","0000094",null,null,"Φ15.5*190mm","Φ15.5*190mm","骨科材料","国械注准20153460554","髋关节假体（股骨柄）-2","是","是",null,"人工全髋关节及配件","f331507005","cq331507248","人工全髋关节及配件","f331507901","cq331507248","人工半髋关节及配件","f331507006","cq331507247","人工股骨头","f331507006","cq331500236","人工股骨头","f331507901","cq331500236","人工股骨头","f331503009","cq331500236"]
[96658,190000767,"骨科集中采购(关节)","髋关节(全髋初次置换)","髋关节假体(股骨柄)","北京金查理人工关节技术有限公司","911101137501388183","北京金查理人工关节技术有限公司","C0345021070200407696","0000095",null,null,"Φ14*190mm","Φ14*190mm","骨科材料","国械注准20153460554","髋关节假体（股骨柄）-2","是","是",null,"人工全髋关节及配件","f331507005","cq331507248","人工全髋关节及配件","f331507901","cq331507248","人工半髋关节及配件","f331507006","cq331507247","人工股骨头","f331507006","cq331500236","人工股骨头","f331507901","cq331500236","人工股骨头","f331503009","cq331500236"]
[96659,190000767,"骨科集中采购(关节)","髋关节(全髋初次置换)","髋关节假体(股骨柄)","北京金查理人工关节技术有限公司","911101137501388183","北京金查理人工关节技术有限公司","C0345021070200407696","0000096",null,null,"Φ10.5*175mm","Φ10.5*175mm","骨科材料","国械注准20153460554","髋关节假体（股骨柄）-2","是","是",null,"人工全髋关节及配件","f331507005","cq331507248","人工全髋关节及配件","f331507901","cq331507248","人工半髋关节及配件","f331507006","cq331507247","人工股骨头","f331507006","cq331500236","人工股骨头","f331507901","cq331500236","人工股骨头","f331503009","cq331500236"]
[96660,190000767,"骨科集中采购(关节)","髋关节(全髋初次置换)","髋关节假体(股骨柄)","北京金查理人工关节技术有限公司","911101137501388183","北京金查理人工关节技术有限公司","C0345021070200407696","0000097",null,null,"Φ15.5*185mm","Φ15.5*185mm","骨科材料","国械注准20153460554","髋关节假体（股骨柄）-2","是","是",null,"人工全髋关节及配件","f331507005","cq331507248","人工全髋关节及配件","f331507901","cq331507248","人工半髋关节及配件","f331507006","cq331507247","人工股骨头","f331507006","cq331500236","人工股骨头","f331507901","cq331500236","人工股骨头","f331503009","cq331500236"]
[96661,190000767,"骨科集中采购(关节)","髋关节(全髋初次置换)","髋关节假体(股骨柄)","北京金查理人工关节技术有限公司","911101137501388183","北京金查理人工关节技术有限公司","C0345021070200407696","0000098",null,null,"Φ15*200mm","Φ15*200mm","骨科材料","国械注准20153460554","髋关节假体（股骨柄）-2","是","是",null,"人工全髋关节及配件","f331507005","cq331507248","人工全髋关节及配件","f331507901","cq331507248","人工半髋关节及配件","f331507006","cq331507247","人工股骨头","f331507006","cq331500236","人工股骨头","f331507901","cq331500236","人工股骨头","f331503009","cq331500236"]
[96662,190000767,"骨科集中采购(关节)","髋关节(全髋初次置换)","髋关节假体(股骨柄)","北京金查理人工关节技术有限公司","911101137501388183","北京金查理人工关节技术有限公司","C0345021070200407696","0000099",null,null,"Φ8.5*200mm","Φ8.5*200mm","骨科材料","国械注准20153460554","髋关节假体（股骨柄）-2","是","是",null,"人工全髋关节及配件","f331507005","cq331507248","人工全髋关节及配件","f331507901","cq331507248","人工半髋关节及配件","f331507006","cq331507247","人工股骨头","f331507006","cq331500236","人工股骨头","f331507901","cq331500236","人工股骨头","f331503009","cq331500236"]
[96663,190000767,"骨科集中采购(关节)","髋关节(全髋初次置换)","髋关节假体(股骨柄)","北京金查理人工关节技术有限公司","911101137501388183","北京金查理人工关节技术有限公司","C0345021070200407696","0000100",null,null,"Φ12.5*185mm","Φ12.5*185mm","骨科材料","国械注准20153460554","髋关节假体（股骨柄）-2","是","是",null,"人工全髋关节及配件","f331507005","cq331507248","人工全髋关节及配件","f331507901","cq331507248","人工半髋关节及配件","f331507006","cq331507247","人工股骨头","f331507006","cq331500236","人工股骨头","f331507901","cq331500236","人工股骨头","f331503009","cq331500236"]
[96664,190000767,"骨科集中采购(关节)","髋关节(全髋初次置换)","髋关节假体(股骨柄)","北京金查理人工关节技术有限公司","911101137501388183","北京金查理人工关节技术有限公司","C0345021070200407696","0000101",null,null,"Φ14.5*185mm","Φ14.5*185mm","骨科材料","国械注准20153460554","髋关节假体（股骨柄）-2","是","是",null,"人工全髋关节及配件","f331507005","cq331507248","人工全髋关节及配件","f331507901","cq331507248","人工半髋关节及配件","f331507006","cq331507247","人工股骨头","f331507006","cq331500236","人工股骨头","f331507901","cq331500236","人工股骨头","f331503009","cq331500236"]
[96665,190000767,"骨科集中采购(关节)","髋关节(全髋初次置换)","髋关节假体(股骨柄)","北京金查理人工关节技术有限公司","911101137501388183","北京金查理人工关节技术有限公司","C0345021070200407696","0000102",null,null,"Φ16*190mm","Φ16*190mm","骨科材料","国械注准20153460554","髋关节假体（股骨柄）-2","是","是",null,"人工全髋关节及配件","f331507005","cq331507248","人工全髋关节及配件","f331507901","cq331507248","人工半髋关节及配件","f331507006","cq331507247","人工股骨头","f331507006","cq331500236","人工股骨头","f331507901","cq331500236","人工股骨头","f331503009","cq331500236"]
[96666,190012114,"骨科集中采购(关节)","髋关节(全髋初次置换)","髋关节假体（球头）","北京市春立正达医疗器械股份有限公司","91110000633737758W","北京市春立正达医疗器械股份有限公司","C0345031070100000525","0000001",null,"b6d20777-d50a-11e9-953f-fa163e0a8baf","3mm","28","03-股骨头","国械注准20183461640","髋关节假体-28球头（灭菌）","是","是",null,"人工全髋关节及配件","f331507005","cq331507248","人工全髋关节及配件","f331507901","cq331507248","人工半髋关节及配件","f331507006","cq331507247","人工股骨头","f331507006","cq331500236","人工股骨头","f331507901","cq331500236","人工股骨头","f331503009","cq331500236"]
[96667,190012114,"骨科集中采购(关节)","髋关节(全髋初次置换)","髋关节假体（球头）","北京市春立正达医疗器械股份有限公司","91110000633737758W","北京市春立正达医疗器械股份有限公司","C0345031070100000525","0000002",null,"b6d20b7c-d50a-11e9-953f-fa163e0a8baf","21mm","28","03-股骨头","国械注准20183461640","髋关节假体-28球头（灭菌）","是","是",null,"人工全髋关节及配件","f331507005","cq331507248","人工全髋关节及配件","f331507901","cq331507248","人工半髋关节及配件","f331507006","cq331507247","人工股骨头","f331507006","cq331500236","人工股骨头","f331507901","cq331500236","人工股骨头","f331503009","cq331500236"]
[96668,190012114,"骨科集中采购(关节)","髋关节(全髋初次置换)","髋关节假体（球头）","北京市春立正达医疗器械股份有限公司","91110000633737758W","北京市春立正达医疗器械股份有限公司","C0345031070100000525","0000003",null,"b6d20d88-d50a-11e9-953f-fa163e0a8baf","18mm","28","03-股骨头","国械注准20183461640","髋关节假体-28球头（灭菌）","是","是",null,"人工全髋关节及配件","f331507005","cq331507248","人工全髋关节及配件","f331507901","cq331507248","人工半髋关节及配件","f331507006","cq331507247","人工股骨头","f331507006","cq331500236","人工股骨头","f331507901","cq331500236","人工股骨头","f331503009","cq331500236"]
[96669,190012114,"骨科集中采购(关节)","髋关节(全髋初次置换)","髋关节假体（球头）","北京市春立正达医疗器械股份有限公司","91110000633737758W","北京市春立正达医疗器械股份有限公司","C0345031070100000525","0000004",null,"b6d20f2c-d50a-11e9-953f-fa163e0a8baf","0mm","28","03-股骨头","国械注准20183461640","髋关节假体-28球头（灭菌）","是","是",null,"人工全髋关节及配件","f331507005","cq331507248","人工全髋关节及配件","f331507901","cq331507248","人工半髋关节及配件","f331507006","cq331507247","人工股骨头","f331507006","cq331500236","人工股骨头","f331507901","cq331500236","人工股骨头","f331503009","cq331500236"]
[96670,190012114,"骨科集中采购(关节)","髋关节(全髋初次置换)","髋关节假体（球头）","北京市春立正达医疗器械股份有限公司","91110000633737758W","北京市春立正达医疗器械股份有限公司","C0345031070100000525","0000005",null,"b6d210b7-d50a-11e9-953f-fa163e0a8baf","9mm","28","03-股骨头","国械注准20183461640","髋关节假体-28球头（灭菌）","是","是",null,"人工全髋关节及配件","f331507005","cq331507248","人工全髋关节及配件","f331507901","cq331507248","人工半髋关节及配件","f331507006","cq331507247","人工股骨头","f331507006","cq331500236","人工股骨头","f331507901","cq331500236","人工股骨头","f331503009","cq331500236"]
[96671,190012114,"骨科集中采购(关节)","髋关节(全髋初次置换)","髋关节假体（球头）","北京市春立正达医疗器械股份有限公司","91110000633737758W","北京市春立正达医疗器械股份有限公司","C0345031070100000525","0000006",null,"b6d21588-d50a-11e9-953f-fa163e0a8baf","12mm","28","03-股骨头","国械注准20183461640","髋关节假体-28球头（灭菌）","是","是",null,"人工全髋关节及配件","f331507005","cq331507248","人工全髋关节及配件","f331507901","cq331507248","人工半髋关节及配件","f331507006","cq331507247","人工股骨头","f331507006","cq331500236","人工股骨头","f331507901","cq331500236","人工股骨头","f331503009","cq331500236"]
[96672,190012114,"骨科集中采购(关节)","髋关节(全髋初次置换)","髋关节假体（球头）","北京市春立正达医疗器械股份有限公司","91110000633737758W","北京市春立正达医疗器械股份有限公司","C0345031070100000525","0000007",null,"b6d21721-d50a-11e9-953f-fa163e0a8baf","6mm","28","03-股骨头","国械注准20183461640","髋关节假体-28球头（灭菌）","是","是",null,"人工全髋关节及配件","f331507005","cq331507248","人工全髋关节及配件","f331507901","cq331507248","人工半髋关节及配件","f331507006","cq331507247","人工股骨头","f331507006","cq331500236","人工股骨头","f331507901","cq331500236","人工股骨头","f331503009","cq331500236"]
[96673,190012114,"骨科集中采购(关节)","髋关节(全髋初次置换)","髋关节假体（球头）","北京市春立正达医疗器械股份有限公司","91110000633737758W","北京市春立正达医疗器械股份有限公司","C0345031070100000525","0000008",null,"b6d2187f-d50a-11e9-953f-fa163e0a8baf","-3mm","28","03-股骨头","国械注准20183461640","髋关节假体-28球头（灭菌）","是","是",null,"人工全髋关节及配件","f331507005","cq331507248","人工全髋关节及配件","f331507901","cq331507248","人工半髋关节及配件","f331507006","cq331507247","人工股骨头","f331507006","cq331500236","人工股骨头","f331507901","cq331500236","人工股骨头","f331503009","cq331500236"]
[96674,190012114,"骨科集中采购(关节)","髋关节(全髋初次置换)","髋关节假体（球头）","北京市春立正达医疗器械股份有限公司","91110000633737758W","北京市春立正达医疗器械股份有限公司","C0345031070100000525","0000009",null,"b6d21a51-d50a-11e9-953f-fa163e0a8baf","-6mm","28","03-股骨头","国械注准20183461640","髋关节假体-28球头（灭菌）","是","是",null,"人工全髋关节及配件","f331507005","cq331507248","人工全髋关节及配件","f331507901","cq331507248","人工半髋关节及配件","f331507006","cq331507247","人工股骨头","f331507006","cq331500236","人工股骨头","f331507901","cq331500236","人工股骨头","f331503009","cq331500236"]
[96675,190012114,"骨科集中采购(关节)","髋关节(全髋初次置换)","髋关节假体（球头）","北京市春立正达医疗器械股份有限公司","91110000633737758W","北京市春立正达医疗器械股份有限公司","C0345031070100000525","0000010",null,"b6d21bc5-d50a-11e9-953f-fa163e0a8baf","15mm","28","03-股骨头","国械注准20183461640","髋关节假体-28球头（灭菌）","是","是",null,"人工全髋关节及配件","f331507005","cq331507248","人工全髋关节及配件","f331507901","cq331507248","人工半髋关节及配件","f331507006","cq331507247","人工股骨头","f331507006","cq331500236","人工股骨头","f331507901","cq331500236","人工股骨头","f331503009","cq331500236"]
[96676,190001428,"骨科集中采购(关节)","髋关节(全髋初次置换)","髋关节假体(高氮不锈钢球头)","武汉德骼拜尔外科植入物有限公司","91420111771353736F","武汉德骼拜尔外科植入物有限公司","C0345031070100008921","0000001",null,null,"球头外球径D(mm)/颈长调节代号F：28L","Ⅰ型","骨科材料","国械注准20143462296","高氮不锈钢球头","是","是",null,"人工半髋关节及配件","f331507005","cq331507247","人工股骨头","f331507901","cq331500236","人工股骨头","f331507006","cq331500236","人工全髋关节及配件","f331507901","cq331507248","人工全髋关节及配件","f331507005","cq331507248","人工股骨头","f331503009","cq331500236"]
[96677,190001428,"骨科集中采购(关节)","髋关节(全髋初次置换)","髋关节假体(高氮不锈钢球头)","武汉德骼拜尔外科植入物有限公司","91420111771353736F","武汉德骼拜尔外科植入物有限公司","C0345031070100008921","0000002",null,null,"球头外球径D(mm)/颈长调节代号F：28S","Ⅰ型","骨科材料","国械注准20143462296","高氮不锈钢球头","是","是",null,"人工半髋关节及配件","f331507005","cq331507247","人工股骨头","f331507901","cq331500236","人工股骨头","f331507006","cq331500236","人工全髋关节及配件","f331507901","cq331507248","人工全髋关节及配件","f331507005","cq331507248","人工股骨头","f331503009","cq331500236"]
[96678,190001428,"骨科集中采购(关节)","髋关节(全髋初次置换)","髋关节假体(高氮不锈钢球头)","武汉德骼拜尔外科植入物有限公司","91420111771353736F","武汉德骼拜尔外科植入物有限公司","C0345031070100008921","0000003",null,null,"球头外球径D(mm)/颈长调节代号F：24S","Ⅰ型","骨科材料","国械注准20143462296","高氮不锈钢球头","是","是",null,"人工半髋关节及配件","f331507005","cq331507247","人工股骨头","f331507901","cq331500236","人工股骨头","f331507006","cq331500236","人工全髋关节及配件","f331507901","cq331507248","人工全髋关节及配件","f331507005","cq331507248","人工股骨头","f331503009","cq331500236"]
[96679,190001428,"骨科集中采购(关节)","髋关节(全髋初次置换)","髋关节假体(高氮不锈钢球头)","武汉德骼拜尔外科植入物有限公司","91420111771353736F","武汉德骼拜尔外科植入物有限公司","C0345031070100008921","0000004",null,null,"球头外球径D(mm)/颈长调节代号F：22.2L","Ⅰ型","骨科材料","国械注准20143462296","高氮不锈钢球头","是","是",null,"人工半髋关节及配件","f331507005","cq331507247","人工股骨头","f331507901","cq331500236","人工股骨头","f331507006","cq331500236","人工全髋关节及配件","f331507901","cq331507248","人工全髋关节及配件","f331507005","cq331507248","人工股骨头","f331503009","cq331500236"]
[96680,190001428,"骨科集中采购(关节)","髋关节(全髋初次置换)","髋关节假体(高氮不锈钢球头)","武汉德骼拜尔外科植入物有限公司","91420111771353736F","武汉德骼拜尔外科植入物有限公司","C0345031070100008921","0000005",null,null,"球头外球径D(mm)/颈长调节代号F：24M","Ⅰ型","骨科材料","国械注准20143462296","高氮不锈钢球头","是","是",null,"人工半髋关节及配件","f331507005","cq331507247","人工股骨头","f331507901","cq331500236","人工股骨头","f331507006","cq331500236","人工全髋关节及配件","f331507901","cq331507248","人工全髋关节及配件","f331507005","cq331507248","人工股骨头","f331503009","cq331500236"]
[96681,190001428,"骨科集中采购(关节)","髋关节(全髋初次置换)","髋关节假体(高氮不锈钢球头)","武汉德骼拜尔外科植入物有限公司","91420111771353736F","武汉德骼拜尔外科植入物有限公司","C0345031070100008921","0000006",null,null,"球头外球径D(mm)/颈长调节代号F：32S","Ⅰ型","骨科材料","国械注准20143462296","高氮不锈钢球头","是","是",null,"人工半髋关节及配件","f331507005","cq331507247","人工股骨头","f331507901","cq331500236","人工股骨头","f331507006","cq331500236","人工全髋关节及配件","f331507901","cq331507248","人工全髋关节及配件","f331507005","cq331507248","人工股骨头","f331503009","cq331500236"]
[96682,190001428,"骨科集中采购(关节)","髋关节(全髋初次置换)","髋关节假体(高氮不锈钢球头)","武汉德骼拜尔外科植入物有限公司","91420111771353736F","武汉德骼拜尔外科植入物有限公司","C0345031070100008921","0000007",null,null,"球头外球径D(mm)/颈长调节代号F：24L","Ⅰ型","骨科材料","国械注准20143462296","高氮不锈钢球头","是","是",null,"人工半髋关节及配件","f331507005","cq331507247","人工股骨头","f331507901","cq331500236","人工股骨头","f331507006","cq331500236","人工全髋关节及配件","f331507901","cq331507248","人工全髋关节及配件","f331507005","cq331507248","人工股骨头","f331503009","cq331500236"]
[96683,190001428,"骨科集中采购(关节)","髋关节(全髋初次置换)","髋关节假体(高氮不锈钢球头)","武汉德骼拜尔外科植入物有限公司","91420111771353736F","武汉德骼拜尔外科植入物有限公司","C0345031070100008921","0000008",null,null,"球头外球径D(mm)/颈长调节代号F：22.2M","Ⅰ型","骨科材料","国械注准20143462296","高氮不锈钢球头","是","是",null,"人工半髋关节及配件","f331507005","cq331507247","人工股骨头","f331507901","cq331500236","人工股骨头","f331507006","cq331500236","人工全髋关节及配件","f331507901","cq331507248","人工全髋关节及配件","f331507005","cq331507248","人工股骨头","f331503009","cq331500236"]
[96684,190001428,"骨科集中采购(关节)","髋关节(全髋初次置换)","髋关节假体(高氮不锈钢球头)","武汉德骼拜尔外科植入物有限公司","91420111771353736F","武汉德骼拜尔外科植入物有限公司","C0345031070100008921","0000009",null,null,"球头外球径D(mm)/颈长调节代号F：32M","Ⅰ型","骨科材料","国械注准20143462296","高氮不锈钢球头","是","是",null,"人工半髋关节及配件","f331507005","cq331507247","人工股骨头","f331507901","cq331500236","人工股骨头","f331507006","cq331500236","人工全髋关节及配件","f331507901","cq331507248","人工全髋关节及配件","f331507005","cq331507248","人工股骨头","f331503009","cq331500236"]
[96685,190001428,"骨科集中采购(关节)","髋关节(全髋初次置换)","髋关节假体(高氮不锈钢球头)","武汉德骼拜尔外科植入物有限公司","91420111771353736F","武汉德骼拜尔外科植入物有限公司","C0345031070100008921","0000010",null,null,"球头外球径D(mm)/颈长调节代号F：28M","Ⅰ型","骨科材料","国械注准20143462296","高氮不锈钢球头","是","是",null,"人工半髋关节及配件","f331507005","cq331507247","人工股骨头","f331507901","cq331500236","人工股骨头","f331507006","cq331500236","人工全髋关节及配件","f331507901","cq331507248","人工全髋关节及配件","f331507005","cq331507248","人工股骨头","f331503009","cq331500236"]
[96686,190001428,"骨科集中采购(关节)","髋关节(全髋初次置换)","髋关节假体(高氮不锈钢球头)","武汉德骼拜尔外科植入物有限公司","91420111771353736F","武汉德骼拜尔外科植入物有限公司","C0345031070100008921","0000011",null,null,"球头外球径D(mm)/颈长调节代号F：32L","Ⅰ型","骨科材料","国械注准20143462296","高氮不锈钢球头","是","是",null,"人工半髋关节及配件","f331507005","cq331507247","人工股骨头","f331507901","cq331500236","人工股骨头","f331507006","cq331500236","人工全髋关节及配件","f331507901","cq331507248","人工全髋关节及配件","f331507005","cq331507248","人工股骨头","f331503009","cq331500236"]
[96687,190001428,"骨科集中采购(关节)","髋关节(全髋初次置换)","髋关节假体(高氮不锈钢球头)","武汉德骼拜尔外科植入物有限公司","91420111771353736F","武汉德骼拜尔外科植入物有限公司","C0345031070100008921","0000012",null,null,"球头外球径D(mm)/颈长调节代号F：22.2S","Ⅰ型","骨科材料","国械注准20143462296","高氮不锈钢球头","是","是",null,"人工半髋关节及配件","f331507005","cq331507247","人工股骨头","f331507901","cq331500236","人工股骨头","f331507006","cq331500236","人工全髋关节及配件","f331507901","cq331507248","人工全髋关节及配件","f331507005","cq331507248","人工股骨头","f331503009","cq331500236"]
[96688,190001508,"骨科集中采购(关节)","髋关节(全髋初次置换)","髋关节假体组件-股骨头（金属球头）STD-II","天衍医疗器材有限公司"," 91320412MA1MGW1BXH","天衍医疗器材有限公司","C0345031070200002737","0000001",null,null,"28-L","STD-II","骨科材料","国械注准20183130403","髋关节假体组件-股骨头（金属球头）STD-II","是","是",null,"人工全髋关节及配件","f331507005","cq331507248","人工全髋关节及配件","f331507901","cq331507248","人工半髋关节及配件","f331507006","cq331507247","人工股骨头","f331507006","cq331500236","人工股骨头","f331507901","cq331500236","人工股骨头","f331503009","cq331500236"]
[96689,190001508,"骨科集中采购(关节)","髋关节(全髋初次置换)","髋关节假体组件-股骨头（金属球头）STD-II","天衍医疗器材有限公司"," 91320412MA1MGW1BXH","天衍医疗器材有限公司","C0345031070200002737","0000002",null,null,"32-S","STD-II","骨科材料","国械注准20183130403","髋关节假体组件-股骨头（金属球头）STD-II","是","是",null,"人工全髋关节及配件","f331507005","cq331507248","人工全髋关节及配件","f331507901","cq331507248","人工半髋关节及配件","f331507006","cq331507247","人工股骨头","f331507006","cq331500236","人工股骨头","f331507901","cq331500236","人工股骨头","f331503009","cq331500236"]
[96690,190001508,"骨科集中采购(关节)","髋关节(全髋初次置换)","髋关节假体组件-股骨头（金属球头）STD-II","天衍医疗器材有限公司"," 91320412MA1MGW1BXH","天衍医疗器材有限公司","C0345031070200002737","0000003",null,null,"22-M","STD-II","骨科材料","国械注准20183130403","髋关节假体组件-股骨头（金属球头）STD-II","是","是",null,"人工全髋关节及配件","f331507005","cq331507248","人工全髋关节及配件","f331507901","cq331507248","人工半髋关节及配件","f331507006","cq331507247","人工股骨头","f331507006","cq331500236","人工股骨头","f331507901","cq331500236","人工股骨头","f331503009","cq331500236"]
[96691,190001508,"骨科集中采购(关节)","髋关节(全髋初次置换)","髋关节假体组件-股骨头（金属球头）STD-II","天衍医疗器材有限公司"," 91320412MA1MGW1BXH","天衍医疗器材有限公司","C0345031070200002737","0000004",null,null,"28-M","STD-II","骨科材料","国械注准20183130403","髋关节假体组件-股骨头（金属球头）STD-II","是","是",null,"人工全髋关节及配件","f331507005","cq331507248","人工全髋关节及配件","f331507901","cq331507248","人工半髋关节及配件","f331507006","cq331507247","人工股骨头","f331507006","cq331500236","人工股骨头","f331507901","cq331500236","人工股骨头","f331503009","cq331500236"]
[96692,190001508,"骨科集中采购(关节)","髋关节(全髋初次置换)","髋关节假体组件-股骨头（金属球头）STD-II","天衍医疗器材有限公司"," 91320412MA1MGW1BXH","天衍医疗器材有限公司","C0345031070200002737","0000005",null,null,"28-XL","STD-II","骨科材料","国械注准20183130403","髋关节假体组件-股骨头（金属球头）STD-II","是","是",null,"人工全髋关节及配件","f331507005","cq331507248","人工全髋关节及配件","f331507901","cq331507248","人工半髋关节及配件","f331507006","cq331507247","人工股骨头","f331507006","cq331500236","人工股骨头","f331507901","cq331500236","人工股骨头","f331503009","cq331500236"]
[96693,190001508,"骨科集中采购(关节)","髋关节(全髋初次置换)","髋关节假体组件-股骨头（金属球头）STD-II","天衍医疗器材有限公司"," 91320412MA1MGW1BXH","天衍医疗器材有限公司","C0345031070200002737","0000006",null,null,"28-S","STD-II","骨科材料","国械注准20183130403","髋关节假体组件-股骨头（金属球头）STD-II","是","是",null,"人工全髋关节及配件","f331507005","cq331507248","人工全髋关节及配件","f331507901","cq331507248","人工半髋关节及配件","f331507006","cq331507247","人工股骨头","f331507006","cq331500236","人工股骨头","f331507901","cq331500236","人工股骨头","f331503009","cq331500236"]
[96694,190001508,"骨科集中采购(关节)","髋关节(全髋初次置换)","髋关节假体组件-股骨头（金属球头）STD-II","天衍医疗器材有限公司"," 91320412MA1MGW1BXH","天衍医疗器材有限公司","C0345031070200002737","0000007",null,null,"32-M","STD-II","骨科材料","国械注准20183130403","髋关节假体组件-股骨头（金属球头）STD-II","是","是",null,"人工全髋关节及配件","f331507005","cq331507248","人工全髋关节及配件","f331507901","cq331507248","人工半髋关节及配件","f331507006","cq331507247","人工股骨头","f331507006","cq331500236","人工股骨头","f331507901","cq331500236","人工股骨头","f331503009","cq331500236"]
[96695,190001508,"骨科集中采购(关节)","髋关节(全髋初次置换)","髋关节假体组件-股骨头（金属球头）STD-II","天衍医疗器材有限公司"," 91320412MA1MGW1BXH","天衍医疗器材有限公司","C0345031070200002737","0000008",null,null,"22-L","STD-II","骨科材料","国械注准20183130403","髋关节假体组件-股骨头（金属球头）STD-II","是","是",null,"人工全髋关节及配件","f331507005","cq331507248","人工全髋关节及配件","f331507901","cq331507248","人工半髋关节及配件","f331507006","cq331507247","人工股骨头","f331507006","cq331500236","人工股骨头","f331507901","cq331500236","人工股骨头","f331503009","cq331500236"]
[96696,190001508,"骨科集中采购(关节)","髋关节(全髋初次置换)","髋关节假体组件-股骨头（金属球头）STD-II","天衍医疗器材有限公司"," 91320412MA1MGW1BXH","天衍医疗器材有限公司","C0345031070200002737","0000009",null,null,"32-L","STD-II","骨科材料","国械注准20183130403","髋关节假体组件-股骨头（金属球头）STD-II","是","是",null,"人工全髋关节及配件","f331507005","cq331507248","人工全髋关节及配件","f331507901","cq331507248","人工半髋关节及配件","f331507006","cq331507247","人工股骨头","f331507006","cq331500236","人工股骨头","f331507901","cq331500236","人工股骨头","f331503009","cq331500236"]
[96697,190001508,"骨科集中采购(关节)","髋关节(全髋初次置换)","髋关节假体组件-股骨头（金属球头）STD-II","天衍医疗器材有限公司"," 91320412MA1MGW1BXH","天衍医疗器材有限公司","C0345031070200002737","0000010",null,null,"32-XL","STD-II","骨科材料","国械注准20183130403","髋关节假体组件-股骨头（金属球头）STD-II","是","是",null,"人工全髋关节及配件","f331507005","cq331507248","人工全髋关节及配件","f331507901","cq331507248","人工半髋关节及配件","f331507006","cq331507247","人工股骨头","f331507006","cq331500236","人工股骨头","f331507901","cq331500236","人工股骨头","f331503009","cq331500236"]
[96698,190001333,"骨科集中采购(关节)","髋关节(全髋初次置换)","陶瓷头","施乐辉外科植入物（北京）有限公司","91110302678200989B","施乐辉外科植入物（北京）有限公司","C0345031070500009053","0000001",null,null,"28S","28S","骨科材料","国械注准20183460225","陶瓷头（28）","是","是",null,"人工全髋关节及配件","f331507006","cq331507249","人工全髋关节及配件","f331507902","cq331507249","人工半髋关节及配件","f331507007","cq331507248","人工股骨头","f331503010","cq331500237","人工股骨头","f331507007","cq331500237","人工股骨头","f331507902","cq331500237"]
[96699,190001333,"骨科集中采购(关节)","髋关节(全髋初次置换)","陶瓷头","施乐辉外科植入物（北京）有限公司","91110302678200989B","施乐辉外科植入物（北京）有限公司","C0345031070500009053","0000002",null,null,"28L","28L","骨科材料","国械注准20183460225","陶瓷头（28）","是","是",null,"人工全髋关节及配件","f331507006","cq331507249","人工全髋关节及配件","f331507902","cq331507249","人工半髋关节及配件","f331507007","cq331507248","人工股骨头","f331503010","cq331500237","人工股骨头","f331507007","cq331500237","人工股骨头","f331507902","cq331500237"]
[96700,190001333,"骨科集中采购(关节)","髋关节(全髋初次置换)","陶瓷头","施乐辉外科植入物（北京）有限公司","91110302678200989B","施乐辉外科植入物（北京）有限公司","C0345031070500009053","0000003",null,null,"28M","28M","骨科材料","国械注准20183460225","陶瓷头（28）","是","是",null,"人工全髋关节及配件","f331507006","cq331507249","人工全髋关节及配件","f331507902","cq331507249","人工半髋关节及配件","f331507007","cq331507248","人工股骨头","f331503010","cq331500237","人工股骨头","f331507007","cq331500237","人工股骨头","f331507902","cq331500237"]
[96701,190001333,"骨科集中采购(关节)","髋关节(全髋初次置换)","陶瓷头","施乐辉外科植入物（北京）有限公司","91110302678200989B","施乐辉外科植入物（北京）有限公司","C0345031070500009053","0000004",null,null,"36XL","36XL","骨科材料","国械注准20183460225","陶瓷头（36）","是","是",null,"人工全髋关节及配件","f331507006","cq331507249","人工全髋关节及配件","f331507902","cq331507249","人工半髋关节及配件","f331507007","cq331507248","人工股骨头","f331503010","cq331500237","人工股骨头","f331507007","cq331500237","人工股骨头","f331507902","cq331500237"]
[96702,190001333,"骨科集中采购(关节)","髋关节(全髋初次置换)","陶瓷头","施乐辉外科植入物（北京）有限公司","91110302678200989B","施乐辉外科植入物（北京）有限公司","C0345031070500009053","0000005",null,null,"36L","36L","骨科材料","国械注准20183460225","陶瓷头（36）","是","是",null,"人工全髋关节及配件","f331507006","cq331507249","人工全髋关节及配件","f331507902","cq331507249","人工半髋关节及配件","f331507007","cq331507248","人工股骨头","f331503010","cq331500237","人工股骨头","f331507007","cq331500237","人工股骨头","f331507902","cq331500237"]
[96703,190001333,"骨科集中采购(关节)","髋关节(全髋初次置换)","陶瓷头","施乐辉外科植入物（北京）有限公司","91110302678200989B","施乐辉外科植入物（北京）有限公司","C0345031070500009053","0000006",null,null,"36S","36S","骨科材料","国械注准20183460225","陶瓷头（36）","是","是",null,"人工全髋关节及配件","f331507006","cq331507249","人工全髋关节及配件","f331507902","cq331507249","人工半髋关节及配件","f331507007","cq331507248","人工股骨头","f331503010","cq331500237","人工股骨头","f331507007","cq331500237","人工股骨头","f331507902","cq331500237"]
[96704,190001333,"骨科集中采购(关节)","髋关节(全髋初次置换)","陶瓷头","施乐辉外科植入物（北京）有限公司","91110302678200989B","施乐辉外科植入物（北京）有限公司","C0345031070500009053","0000007",null,null,"36M","36M","骨科材料","国械注准20183460225","陶瓷头（36）","是","是",null,"人工全髋关节及配件","f331507006","cq331507249","人工全髋关节及配件","f331507902","cq331507249","人工半髋关节及配件","f331507007","cq331507248","人工股骨头","f331503010","cq331500237","人工股骨头","f331507007","cq331500237","人工股骨头","f331507902","cq331500237"]
[96705,190000654,"骨科集中采购(关节)","髋关节(全髋初次置换)(分组3)","陶瓷球头","施乐辉外科植入物（北京）有限公司","91110302678200989B","施乐辉外科植入物（北京）有限公司","C0345031070500009053","0000008",null,"45403669-d530-11e9-953f-fa163e0a8baf","32L","32L","骨科材料","国械注准20173464280","陶瓷球头（32）","是","是",null,"人工全髋关节及配件","f331507006","cq331507249","人工全髋关节及配件","f331507902","cq331507249","人工半髋关节及配件","f331507007","cq331507248","人工股骨头","f331503010","cq331500237","人工股骨头","f331507007","cq331500237","人工股骨头","f331507902","cq331500237"]
[96706,190000654,"骨科集中采购(关节)","髋关节(全髋初次置换)(分组3)","陶瓷球头","施乐辉外科植入物（北京）有限公司","91110302678200989B","施乐辉外科植入物（北京）有限公司","C0345031070500009053","0000009",null,"4540599e-d530-11e9-953f-fa163e0a8baf","32M","32M","骨科材料","国械注准20173464280","陶瓷球头（32）","是","是",null,"人工全髋关节及配件","f331507006","cq331507249","人工全髋关节及配件","f331507902","cq331507249","人工半髋关节及配件","f331507007","cq331507248","人工股骨头","f331503010","cq331500237","人工股骨头","f331507007","cq331500237","人工股骨头","f331507902","cq331500237"]
[96707,190000654,"骨科集中采购(关节)","髋关节(全髋初次置换)(分组3)","陶瓷球头","施乐辉外科植入物（北京）有限公司","91110302678200989B","施乐辉外科植入物（北京）有限公司","C0345031070500009053","0000010",null,"45405be7-d530-11e9-953f-fa163e0a8baf","32S","32S","骨科材料","国械注准20173464280","陶瓷球头（32）","是","是",null,"人工全髋关节及配件","f331507006","cq331507249","人工全髋关节及配件","f331507902","cq331507249","人工半髋关节及配件","f331507007","cq331507248","人工股骨头","f331503010","cq331500237","人工股骨头","f331507007","cq331500237","人工股骨头","f331507902","cq331500237"]
[96708,190001526,"骨科集中采购(关节)","髋关节(全髋初次置换)","髋关节假体组件-髋臼外杯及附件（钛丝髋臼外杯多孔）","北京蒙太因医疗器械有限公司","91110302600069255E","北京蒙太因医疗器械有限公司","C0345051070100302305","0000012",null,null,"62NN/M","FM-IT/S","骨科材料","国械注准20173461367","钛丝髋臼外杯 FM-IT/S M","是","是",null,"人工全髋关节及配件","f331507005","cq331507248","人工全髋关节及配件","f331507901","cq331507248","人工半髋关节及配件","f331507006","cq331507247","人工股骨头","f331503009","cq331500236","人工股骨头","f331507006","cq331500236","人工股骨头","f331507901","cq331500236"]
[96709,190001526,"骨科集中采购(关节)","髋关节(全髋初次置换)","髋关节假体组件-髋臼外杯及附件（钛丝髋臼外杯多孔）","北京蒙太因医疗器械有限公司","91110302600069255E","北京蒙太因医疗器械有限公司","C0345051070100302305","0000013",null,null,"54JJ/M","FM-IT/S","骨科材料","国械注准20173461367","钛丝髋臼外杯 FM-IT/S M","是","是",null,"人工全髋关节及配件","f331507005","cq331507248","人工全髋关节及配件","f331507901","cq331507248","人工半髋关节及配件","f331507006","cq331507247","人工股骨头","f331503009","cq331500236","人工股骨头","f331507006","cq331500236","人工股骨头","f331507901","cq331500236"]
[96710,190001526,"骨科集中采购(关节)","髋关节(全髋初次置换)","髋关节假体组件-髋臼外杯及附件（钛丝髋臼外杯多孔）","北京蒙太因医疗器械有限公司","91110302600069255E","北京蒙太因医疗器械有限公司","C0345051070100302305","0000015",null,null,"44EE/M","FM-IT/S","骨科材料","国械注准20173461367","钛丝髋臼外杯 FM-IT/S M","是","是",null,"人工全髋关节及配件","f331507005","cq331507248","人工全髋关节及配件","f331507901","cq331507248","人工半髋关节及配件","f331507006","cq331507247","人工股骨头","f331503009","cq331500236","人工股骨头","f331507006","cq331500236","人工股骨头","f331507901","cq331500236"]
[96711,190001526,"骨科集中采购(关节)","髋关节(全髋初次置换)","髋关节假体组件-髋臼外杯及附件（钛丝髋臼外杯多孔）","北京蒙太因医疗器械有限公司","91110302600069255E","北京蒙太因医疗器械有限公司","C0345051070100302305","0000016",null,null,"64OO/M","FM-IT/S","骨科材料","国械注准20173461367","钛丝髋臼外杯 FM-IT/S M","是","是",null,"人工全髋关节及配件","f331507005","cq331507248","人工全髋关节及配件","f331507901","cq331507248","人工半髋关节及配件","f331507006","cq331507247","人工股骨头","f331503009","cq331500236","人工股骨头","f331507006","cq331500236","人工股骨头","f331507901","cq331500236"]
[96712,190001526,"骨科集中采购(关节)","髋关节(全髋初次置换)","髋关节假体组件-髋臼外杯及附件（钛丝髋臼外杯多孔）","北京蒙太因医疗器械有限公司","91110302600069255E","北京蒙太因医疗器械有限公司","C0345051070100302305","0000017",null,null,"50HH/M","FM-IT/S","骨科材料","国械注准20173461367","钛丝髋臼外杯 FM-IT/S M","是","是",null,"人工全髋关节及配件","f331507005","cq331507248","人工全髋关节及配件","f331507901","cq331507248","人工半髋关节及配件","f331507006","cq331507247","人工股骨头","f331503009","cq331500236","人工股骨头","f331507006","cq331500236","人工股骨头","f331507901","cq331500236"]
[96713,190001526,"骨科集中采购(关节)","髋关节(全髋初次置换)","髋关节假体组件-髋臼外杯及附件（钛丝髋臼外杯多孔）","北京蒙太因医疗器械有限公司","91110302600069255E","北京蒙太因医疗器械有限公司","C0345051070100302305","0000018",null,null,"52II/M","FM-IT/S","骨科材料","国械注准20173461367","钛丝髋臼外杯 FM-IT/S M","是","是",null,"人工全髋关节及配件","f331507005","cq331507248","人工全髋关节及配件","f331507901","cq331507248","人工半髋关节及配件","f331507006","cq331507247","人工股骨头","f331503009","cq331500236","人工股骨头","f331507006","cq331500236","人工股骨头","f331507901","cq331500236"]
[96714,190001526,"骨科集中采购(关节)","髋关节(全髋初次置换)","髋关节假体组件-髋臼外杯及附件（钛丝髋臼外杯多孔）","北京蒙太因医疗器械有限公司","91110302600069255E","北京蒙太因医疗器械有限公司","C0345051070100302305","0000019",null,null,"46FF/M","FM-IT/S","骨科材料","国械注准20173461367","钛丝髋臼外杯 FM-IT/S M","是","是",null,"人工全髋关节及配件","f331507005","cq331507248","人工全髋关节及配件","f331507901","cq331507248","人工半髋关节及配件","f331507006","cq331507247","人工股骨头","f331503009","cq331500236","人工股骨头","f331507006","cq331500236","人工股骨头","f331507901","cq331500236"]
[96715,190001526,"骨科集中采购(关节)","髋关节(全髋初次置换)","髋关节假体组件-髋臼外杯及附件（钛丝髋臼外杯多孔）","北京蒙太因医疗器械有限公司","91110302600069255E","北京蒙太因医疗器械有限公司","C0345051070100302305","0000020",null,null,"60MM/M","FM-IT/S","骨科材料","国械注准20173461367","钛丝髋臼外杯 FM-IT/S M","是","是",null,"人工全髋关节及配件","f331507005","cq331507248","人工全髋关节及配件","f331507901","cq331507248","人工半髋关节及配件","f331507006","cq331507247","人工股骨头","f331503009","cq331500236","人工股骨头","f331507006","cq331500236","人工股骨头","f331507901","cq331500236"]
[96716,190001526,"骨科集中采购(关节)","髋关节(全髋初次置换)","髋关节假体组件-髋臼外杯及附件（钛丝髋臼外杯多孔）","北京蒙太因医疗器械有限公司","91110302600069255E","北京蒙太因医疗器械有限公司","C0345051070100302305","0000021",null,null,"42DD/M","FM-IT/S","骨科材料","国械注准20173461367","钛丝髋臼外杯 FM-IT/S M","是","是",null,"人工全髋关节及配件","f331507005","cq331507248","人工全髋关节及配件","f331507901","cq331507248","人工半髋关节及配件","f331507006","cq331507247","人工股骨头","f331503009","cq331500236","人工股骨头","f331507006","cq331500236","人工股骨头","f331507901","cq331500236"]
[96717,190001526,"骨科集中采购(关节)","髋关节(全髋初次置换)","髋关节假体组件-髋臼外杯及附件（钛丝髋臼外杯多孔）","北京蒙太因医疗器械有限公司","91110302600069255E","北京蒙太因医疗器械有限公司","C0345051070100302305","0000022",null,null,"48GG/M","FM-IT/S","骨科材料","国械注准20173461367","钛丝髋臼外杯 FM-IT/S M","是","是",null,"人工全髋关节及配件","f331507005","cq331507248","人工全髋关节及配件","f331507901","cq331507248","人工半髋关节及配件","f331507006","cq331507247","人工股骨头","f331503009","cq331500236","人工股骨头","f331507006","cq331500236","人工股骨头","f331507901","cq331500236"]
[96718,190001526,"骨科集中采购(关节)","髋关节(全髋初次置换)","髋关节假体组件-髋臼外杯及附件（钛丝髋臼外杯多孔）","北京蒙太因医疗器械有限公司","91110302600069255E","北京蒙太因医疗器械有限公司","C0345051070100302305","0000023",null,null,"58LL/M","FM-IT/S","骨科材料","国械注准20173461367","钛丝髋臼外杯 FM-IT/S M","是","是",null,"人工全髋关节及配件","f331507005","cq331507248","人工全髋关节及配件","f331507901","cq331507248","人工半髋关节及配件","f331507006","cq331507247","人工股骨头","f331503009","cq331500236","人工股骨头","f331507006","cq331500236","人工股骨头","f331507901","cq331500236"]
[96719,190001526,"骨科集中采购(关节)","髋关节(全髋初次置换)","髋关节假体组件-髋臼外杯及附件（钛丝髋臼外杯多孔）","北京蒙太因医疗器械有限公司","91110302600069255E","北京蒙太因医疗器械有限公司","C0345051070100302305","0000024",null,null,"56KK/M","FM-IT/S","骨科材料","国械注准20173461367","钛丝髋臼外杯 FM-IT/S M","是","是",null,"人工全髋关节及配件","f331507005","cq331507248","人工全髋关节及配件","f331507901","cq331507248","人工半髋关节及配件","f331507006","cq331507247","人工股骨头","f331503009","cq331500236","人工股骨头","f331507006","cq331500236","人工股骨头","f331507901","cq331500236"]
[96720,190001400,"骨科集中采购(关节)","髋关节(全髋初次置换)","髋臼系统（R3 3孔髋臼外杯）","施乐辉医用产品国际贸易（上海）有限公司","91310000607411498D","施乐辉医用产品国际贸易（上海）有限公司","C0345051070100406052","0000001",null,"25865bc6-d488-11e9-953f-fa163e0a8baf","R3 3孔髋臼外杯66 mm\t",71335566,"骨科材料","国械注进20153130014","R3 3孔髋臼外杯 大杯","是","是",null,"人工全髋关节及配件","f331507005","cq331507248","人工全髋关节及配件","f331507901","cq331507248","人工半髋关节及配件","f331507006","cq331507247","人工股骨头","f331507006","cq331500236","人工股骨头","f331507901","cq331500236","人工股骨头","f331503009","cq331500236"]
[96721,190001400,"骨科集中采购(关节)","髋关节(全髋初次置换)","髋臼系统（R3 3孔髋臼外杯）","施乐辉医用产品国际贸易（上海）有限公司","91310000607411498D","施乐辉医用产品国际贸易（上海）有限公司","C0345051070100406052","0000002",null,"25866773-d488-11e9-953f-fa163e0a8baf","R3 3孔髋臼外杯62 mm\t",71335562,"骨科材料","国械注进20153130014","R3 3孔髋臼外杯 大杯","是","是",null,"人工全髋关节及配件","f331507005","cq331507248","人工全髋关节及配件","f331507901","cq331507248","人工半髋关节及配件","f331507006","cq331507247","人工股骨头","f331507006","cq331500236","人工股骨头","f331507901","cq331500236","人工股骨头","f331503009","cq331500236"]
[96722,190001400,"骨科集中采购(关节)","髋关节(全髋初次置换)","髋臼系统（R3 3孔髋臼外杯）","施乐辉医用产品国际贸易（上海）有限公司","91310000607411498D","施乐辉医用产品国际贸易（上海）有限公司","C0345051070100406052","0000003",null,"25866ebd-d488-11e9-953f-fa163e0a8baf","R3 3孔髋臼外杯68 mm\t",71335568,"骨科材料","国械注进20153130014","R3 3孔髋臼外杯 大杯","是","是",null,"人工全髋关节及配件","f331507005","cq331507248","人工全髋关节及配件","f331507901","cq331507248","人工半髋关节及配件","f331507006","cq331507247","人工股骨头","f331507006","cq331500236","人工股骨头","f331507901","cq331500236","人工股骨头","f331503009","cq331500236"]
[96723,190001400,"骨科集中采购(关节)","髋关节(全髋初次置换)","髋臼系统（R3 3孔髋臼外杯）","施乐辉医用产品国际贸易（上海）有限公司","91310000607411498D","施乐辉医用产品国际贸易（上海）有限公司","C0345051070100406052","0000004",null,"25867060-d488-11e9-953f-fa163e0a8baf","R3 3孔髋臼外杯64 mm\t",71335564,"骨科材料","国械注进20153130014","R3 3孔髋臼外杯 大杯","是","是",null,"人工全髋关节及配件","f331507005","cq331507248","人工全髋关节及配件","f331507901","cq331507248","人工半髋关节及配件","f331507006","cq331507247","人工股骨头","f331507006","cq331500236","人工股骨头","f331507901","cq331500236","人工股骨头","f331503009","cq331500236"]
[96724,190000711,"骨科集中采购(关节)","髋关节(全髋初次置换)(分组2)","髋关节假体-全髋臼（金属外杯）","北京市春立正达医疗器械股份有限公司","91110000633737758W","北京市春立正达医疗器械股份有限公司","C0345051070100900525","0000001",null,"03411d7c-e046-11e9-953f-fa163e0a8baf","8-44","42（A）","05-金属髋臼杯","国械注准20173464472","髋关节假体-全髋臼（灭菌）-40","是","是",null,"人工全髋关节及配件","f331507005","cq331507248","人工全髋关节及配件","f331507901","cq331507248","人工半髋关节及配件","f331507006","cq331507247","人工股骨头","f331507006","cq331500236","人工股骨头","f331507901","cq331500236","人工股骨头","f331503009","cq331500236"]
[96725,190012116,"骨科集中采购(关节)","髋关节(全髋初次置换)","髋关节假体-全髋臼（金属外杯）","北京市春立正达医疗器械股份有限公司","91110000633737758W","北京市春立正达医疗器械股份有限公司","C0345051070100900525","0000001",null,"03411d7c-e046-11e9-953f-fa163e0a8baf","8-44","42（A）","05-金属髋臼杯","国械注准20173464472","髋关节假体-全髋臼（灭菌）-40","是","是",null,"人工全髋关节及配件","f331507005","cq331507248","人工全髋关节及配件","f331507901","cq331507248","人工半髋关节及配件","f331507006","cq331507247","人工股骨头","f331507006","cq331500236","人工股骨头","f331507901","cq331500236","人工股骨头","f331503009","cq331500236"]
[96726,190000711,"骨科集中采购(关节)","髋关节(全髋初次置换)(分组2)","髋关节假体-全髋臼（金属外杯）","北京市春立正达医疗器械股份有限公司","91110000633737758W","北京市春立正达医疗器械股份有限公司","C0345051070100900525","0000002",null,"03418552-e046-11e9-953f-fa163e0a8baf","18-64","42（A）","05-金属髋臼杯","国械注准20173464472","髋关节假体-全髋臼（灭菌）-40","是","是",null,"人工全髋关节及配件","f331507005","cq331507248","人工全髋关节及配件","f331507901","cq331507248","人工半髋关节及配件","f331507006","cq331507247","人工股骨头","f331507006","cq331500236","人工股骨头","f331507901","cq331500236","人工股骨头","f331503009","cq331500236"]
[96727,190012116,"骨科集中采购(关节)","髋关节(全髋初次置换)","髋关节假体-全髋臼（金属外杯）","北京市春立正达医疗器械股份有限公司","91110000633737758W","北京市春立正达医疗器械股份有限公司","C0345051070100900525","0000002",null,"03418552-e046-11e9-953f-fa163e0a8baf","18-64","42（A）","05-金属髋臼杯","国械注准20173464472","髋关节假体-全髋臼（灭菌）-40","是","是",null,"人工全髋关节及配件","f331507005","cq331507248","人工全髋关节及配件","f331507901","cq331507248","人工半髋关节及配件","f331507006","cq331507247","人工股骨头","f331507006","cq331500236","人工股骨头","f331507901","cq331500236","人工股骨头","f331503009","cq331500236"]
[96728,190000711,"骨科集中采购(关节)","髋关节(全髋初次置换)(分组2)","髋关节假体-全髋臼（金属外杯）","北京市春立正达医疗器械股份有限公司","91110000633737758W","北京市春立正达医疗器械股份有限公司","C0345051070100900525","0000003",null,"0341955b-e046-11e9-953f-fa163e0a8baf","21-70","42（A）","05-金属髋臼杯","国械注准20173464472","髋关节假体-全髋臼（灭菌）-40","是","是",null,"人工全髋关节及配件","f331507005","cq331507248","人工全髋关节及配件","f331507901","cq331507248","人工半髋关节及配件","f331507006","cq331507247","人工股骨头","f331507006","cq331500236","人工股骨头","f331507901","cq331500236","人工股骨头","f331503009","cq331500236"]
[96729,190012116,"骨科集中采购(关节)","髋关节(全髋初次置换)","髋关节假体-全髋臼（金属外杯）","北京市春立正达医疗器械股份有限公司","91110000633737758W","北京市春立正达医疗器械股份有限公司","C0345051070100900525","0000003",null,"0341955b-e046-11e9-953f-fa163e0a8baf","21-70","42（A）","05-金属髋臼杯","国械注准20173464472","髋关节假体-全髋臼（灭菌）-40","是","是",null,"人工全髋关节及配件","f331507005","cq331507248","人工全髋关节及配件","f331507901","cq331507248","人工半髋关节及配件","f331507006","cq331507247","人工股骨头","f331507006","cq331500236","人工股骨头","f331507901","cq331500236","人工股骨头","f331503009","cq331500236"]
[96730,190000711,"骨科集中采购(关节)","髋关节(全髋初次置换)(分组2)","髋关节假体-全髋臼（金属外杯）","北京市春立正达医疗器械股份有限公司","91110000633737758W","北京市春立正达医疗器械股份有限公司","C0345051070100900525","0000004",null,"0342dd37-e046-11e9-953f-fa163e0a8baf","16-60","42（A）","05-金属髋臼杯","国械注准20173464472","髋关节假体-全髋臼（灭菌）-40","是","是",null,"人工全髋关节及配件","f331507005","cq331507248","人工全髋关节及配件","f331507901","cq331507248","人工半髋关节及配件","f331507006","cq331507247","人工股骨头","f331507006","cq331500236","人工股骨头","f331507901","cq331500236","人工股骨头","f331503009","cq331500236"]
[96731,190012116,"骨科集中采购(关节)","髋关节(全髋初次置换)","髋关节假体-全髋臼（金属外杯）","北京市春立正达医疗器械股份有限公司","91110000633737758W","北京市春立正达医疗器械股份有限公司","C0345051070100900525","0000004",null,"0342dd37-e046-11e9-953f-fa163e0a8baf","16-60","42（A）","05-金属髋臼杯","国械注准20173464472","髋关节假体-全髋臼（灭菌）-40","是","是",null,"人工全髋关节及配件","f331507005","cq331507248","人工全髋关节及配件","f331507901","cq331507248","人工半髋关节及配件","f331507006","cq331507247","人工股骨头","f331507006","cq331500236","人工股骨头","f331507901","cq331500236","人工股骨头","f331503009","cq331500236"]
[96732,190000711,"骨科集中采购(关节)","髋关节(全髋初次置换)(分组2)","髋关节假体-全髋臼（金属外杯）","北京市春立正达医疗器械股份有限公司","91110000633737758W","北京市春立正达医疗器械股份有限公司","C0345051070100900525","0000005",null,"0342de9b-e046-11e9-953f-fa163e0a8baf","20-68","42（A）","05-金属髋臼杯","国械注准20173464472","髋关节假体-全髋臼（灭菌）-40","是","是",null,"人工全髋关节及配件","f331507005","cq331507248","人工全髋关节及配件","f331507901","cq331507248","人工半髋关节及配件","f331507006","cq331507247","人工股骨头","f331507006","cq331500236","人工股骨头","f331507901","cq331500236","人工股骨头","f331503009","cq331500236"]
[96733,190012116,"骨科集中采购(关节)","髋关节(全髋初次置换)","髋关节假体-全髋臼（金属外杯）","北京市春立正达医疗器械股份有限公司","91110000633737758W","北京市春立正达医疗器械股份有限公司","C0345051070100900525","0000005",null,"0342de9b-e046-11e9-953f-fa163e0a8baf","20-68","42（A）","05-金属髋臼杯","国械注准20173464472","髋关节假体-全髋臼（灭菌）-40","是","是",null,"人工全髋关节及配件","f331507005","cq331507248","人工全髋关节及配件","f331507901","cq331507248","人工半髋关节及配件","f331507006","cq331507247","人工股骨头","f331507006","cq331500236","人工股骨头","f331507901","cq331500236","人工股骨头","f331503009","cq331500236"]
[96734,190000711,"骨科集中采购(关节)","髋关节(全髋初次置换)(分组2)","髋关节假体-全髋臼（金属外杯）","北京市春立正达医疗器械股份有限公司","91110000633737758W","北京市春立正达医疗器械股份有限公司","C0345051070100900525","0000006",null,"0342e007-e046-11e9-953f-fa163e0a8baf","11-50","42（A）","05-金属髋臼杯","国械注准20173464472","髋关节假体-全髋臼（灭菌）-40","是","是",null,"人工全髋关节及配件","f331507005","cq331507248","人工全髋关节及配件","f331507901","cq331507248","人工半髋关节及配件","f331507006","cq331507247","人工股骨头","f331507006","cq331500236","人工股骨头","f331507901","cq331500236","人工股骨头","f331503009","cq331500236"]
[96735,190012116,"骨科集中采购(关节)","髋关节(全髋初次置换)","髋关节假体-全髋臼（金属外杯）","北京市春立正达医疗器械股份有限公司","91110000633737758W","北京市春立正达医疗器械股份有限公司","C0345051070100900525","0000006",null,"0342e007-e046-11e9-953f-fa163e0a8baf","11-50","42（A）","05-金属髋臼杯","国械注准20173464472","髋关节假体-全髋臼（灭菌）-40","是","是",null,"人工全髋关节及配件","f331507005","cq331507248","人工全髋关节及配件","f331507901","cq331507248","人工半髋关节及配件","f331507006","cq331507247","人工股骨头","f331507006","cq331500236","人工股骨头","f331507901","cq331500236","人工股骨头","f331503009","cq331500236"]
[96736,190000711,"骨科集中采购(关节)","髋关节(全髋初次置换)(分组2)","髋关节假体-全髋臼（金属外杯）","北京市春立正达医疗器械股份有限公司","91110000633737758W","北京市春立正达医疗器械股份有限公司","C0345051070100900525","0000007",null,"0343028e-e046-11e9-953f-fa163e0a8baf","9-46","42（A）","05-金属髋臼杯","国械注准20173464472","髋关节假体-全髋臼（灭菌）-40","是","是",null,"人工全髋关节及配件","f331507005","cq331507248","人工全髋关节及配件","f331507901","cq331507248","人工半髋关节及配件","f331507006","cq331507247","人工股骨头","f331507006","cq331500236","人工股骨头","f331507901","cq331500236","人工股骨头","f331503009","cq331500236"]
[96737,190012116,"骨科集中采购(关节)","髋关节(全髋初次置换)","髋关节假体-全髋臼（金属外杯）","北京市春立正达医疗器械股份有限公司","91110000633737758W","北京市春立正达医疗器械股份有限公司","C0345051070100900525","0000007",null,"0343028e-e046-11e9-953f-fa163e0a8baf","9-46","42（A）","05-金属髋臼杯","国械注准20173464472","髋关节假体-全髋臼（灭菌）-40","是","是",null,"人工全髋关节及配件","f331507005","cq331507248","人工全髋关节及配件","f331507901","cq331507248","人工半髋关节及配件","f331507006","cq331507247","人工股骨头","f331507006","cq331500236","人工股骨头","f331507901","cq331500236","人工股骨头","f331503009","cq331500236"]
[96738,190000711,"骨科集中采购(关节)","髋关节(全髋初次置换)(分组2)","髋关节假体-全髋臼（金属外杯）","北京市春立正达医疗器械股份有限公司","91110000633737758W","北京市春立正达医疗器械股份有限公司","C0345051070100900525","0000008",null,"03431422-e046-11e9-953f-fa163e0a8baf","7-42","42（A）","05-金属髋臼杯","国械注准20173464472","髋关节假体-全髋臼（灭菌）-40","是","是",null,"人工全髋关节及配件","f331507005","cq331507248","人工全髋关节及配件","f331507901","cq331507248","人工半髋关节及配件","f331507006","cq331507247","人工股骨头","f331507006","cq331500236","人工股骨头","f331507901","cq331500236","人工股骨头","f331503009","cq331500236"]
[96739,190012116,"骨科集中采购(关节)","髋关节(全髋初次置换)","髋关节假体-全髋臼（金属外杯）","北京市春立正达医疗器械股份有限公司","91110000633737758W","北京市春立正达医疗器械股份有限公司","C0345051070100900525","0000008",null,"03431422-e046-11e9-953f-fa163e0a8baf","7-42","42（A）","05-金属髋臼杯","国械注准20173464472","髋关节假体-全髋臼（灭菌）-40","是","是",null,"人工全髋关节及配件","f331507005","cq331507248","人工全髋关节及配件","f331507901","cq331507248","人工半髋关节及配件","f331507006","cq331507247","人工股骨头","f331507006","cq331500236","人工股骨头","f331507901","cq331500236","人工股骨头","f331503009","cq331500236"]
[96740,190000711,"骨科集中采购(关节)","髋关节(全髋初次置换)(分组2)","髋关节假体-全髋臼（金属外杯）","北京市春立正达医疗器械股份有限公司","91110000633737758W","北京市春立正达医疗器械股份有限公司","C0345051070100900525","0000009",null,"03436498-e046-11e9-953f-fa163e0a8baf","6-40","42（A）","05-金属髋臼杯","国械注准20173464472","髋关节假体-全髋臼（灭菌）-40","是","是",null,"人工全髋关节及配件","f331507005","cq331507248","人工全髋关节及配件","f331507901","cq331507248","人工半髋关节及配件","f331507006","cq331507247","人工股骨头","f331507006","cq331500236","人工股骨头","f331507901","cq331500236","人工股骨头","f331503009","cq331500236"]
[96741,190012116,"骨科集中采购(关节)","髋关节(全髋初次置换)","髋关节假体-全髋臼（金属外杯）","北京市春立正达医疗器械股份有限公司","91110000633737758W","北京市春立正达医疗器械股份有限公司","C0345051070100900525","0000009",null,"03436498-e046-11e9-953f-fa163e0a8baf","6-40","42（A）","05-金属髋臼杯","国械注准20173464472","髋关节假体-全髋臼（灭菌）-40","是","是",null,"人工全髋关节及配件","f331507005","cq331507248","人工全髋关节及配件","f331507901","cq331507248","人工半髋关节及配件","f331507006","cq331507247","人工股骨头","f331507006","cq331500236","人工股骨头","f331507901","cq331500236","人工股骨头","f331503009","cq331500236"]
[96742,190000711,"骨科集中采购(关节)","髋关节(全髋初次置换)(分组2)","髋关节假体-全髋臼（金属外杯）","北京市春立正达医疗器械股份有限公司","91110000633737758W","北京市春立正达医疗器械股份有限公司","C0345051070100900525","0000010",null,"03439577-e046-11e9-953f-fa163e0a8baf","19-66","42（A）","05-金属髋臼杯","国械注准20173464472","髋关节假体-全髋臼（灭菌）-40","是","是",null,"人工全髋关节及配件","f331507005","cq331507248","人工全髋关节及配件","f331507901","cq331507248","人工半髋关节及配件","f331507006","cq331507247","人工股骨头","f331507006","cq331500236","人工股骨头","f331507901","cq331500236","人工股骨头","f331503009","cq331500236"]
[96743,190012116,"骨科集中采购(关节)","髋关节(全髋初次置换)","髋关节假体-全髋臼（金属外杯）","北京市春立正达医疗器械股份有限公司","91110000633737758W","北京市春立正达医疗器械股份有限公司","C0345051070100900525","0000010",null,"03439577-e046-11e9-953f-fa163e0a8baf","19-66","42（A）","05-金属髋臼杯","国械注准20173464472","髋关节假体-全髋臼（灭菌）-40","是","是",null,"人工全髋关节及配件","f331507005","cq331507248","人工全髋关节及配件","f331507901","cq331507248","人工半髋关节及配件","f331507006","cq331507247","人工股骨头","f331507006","cq331500236","人工股骨头","f331507901","cq331500236","人工股骨头","f331503009","cq331500236"]
[96744,190000711,"骨科集中采购(关节)","髋关节(全髋初次置换)(分组2)","髋关节假体-全髋臼（金属外杯）","北京市春立正达医疗器械股份有限公司","91110000633737758W","北京市春立正达医疗器械股份有限公司","C0345051070100900525","0000011",null,"0343d630-e046-11e9-953f-fa163e0a8baf","15-58","42（A）","05-金属髋臼杯","国械注准20173464472","髋关节假体-全髋臼（灭菌）-40","是","是",null,"人工全髋关节及配件","f331507005","cq331507248","人工全髋关节及配件","f331507901","cq331507248","人工半髋关节及配件","f331507006","cq331507247","人工股骨头","f331507006","cq331500236","人工股骨头","f331507901","cq331500236","人工股骨头","f331503009","cq331500236"]
[96745,190012116,"骨科集中采购(关节)","髋关节(全髋初次置换)","髋关节假体-全髋臼（金属外杯）","北京市春立正达医疗器械股份有限公司","91110000633737758W","北京市春立正达医疗器械股份有限公司","C0345051070100900525","0000011",null,"0343d630-e046-11e9-953f-fa163e0a8baf","15-58","42（A）","05-金属髋臼杯","国械注准20173464472","髋关节假体-全髋臼（灭菌）-40","是","是",null,"人工全髋关节及配件","f331507005","cq331507248","人工全髋关节及配件","f331507901","cq331507248","人工半髋关节及配件","f331507006","cq331507247","人工股骨头","f331507006","cq331500236","人工股骨头","f331507901","cq331500236","人工股骨头","f331503009","cq331500236"]
[96746,190000711,"骨科集中采购(关节)","髋关节(全髋初次置换)(分组2)","髋关节假体-全髋臼（金属外杯）","北京市春立正达医疗器械股份有限公司","91110000633737758W","北京市春立正达医疗器械股份有限公司","C0345051070100900525","0000012",null,"0343dd28-e046-11e9-953f-fa163e0a8baf","17-62","42（A）","05-金属髋臼杯","国械注准20173464472","髋关节假体-全髋臼（灭菌）-40","是","是",null,"人工全髋关节及配件","f331507005","cq331507248","人工全髋关节及配件","f331507901","cq331507248","人工半髋关节及配件","f331507006","cq331507247","人工股骨头","f331507006","cq331500236","人工股骨头","f331507901","cq331500236","人工股骨头","f331503009","cq331500236"]
[96747,190012116,"骨科集中采购(关节)","髋关节(全髋初次置换)","髋关节假体-全髋臼（金属外杯）","北京市春立正达医疗器械股份有限公司","91110000633737758W","北京市春立正达医疗器械股份有限公司","C0345051070100900525","0000012",null,"0343dd28-e046-11e9-953f-fa163e0a8baf","17-62","42（A）","05-金属髋臼杯","国械注准20173464472","髋关节假体-全髋臼（灭菌）-40","是","是",null,"人工全髋关节及配件","f331507005","cq331507248","人工全髋关节及配件","f331507901","cq331507248","人工半髋关节及配件","f331507006","cq331507247","人工股骨头","f331507006","cq331500236","人工股骨头","f331507901","cq331500236","人工股骨头","f331503009","cq331500236"]
[96748,190000711,"骨科集中采购(关节)","髋关节(全髋初次置换)(分组2)","髋关节假体-全髋臼（金属外杯）","北京市春立正达医疗器械股份有限公司","91110000633737758W","北京市春立正达医疗器械股份有限公司","C0345051070100900525","0000013",null,"0344a7bb-e046-11e9-953f-fa163e0a8baf","22-72","42（A）","05-金属髋臼杯","国械注准20173464472","髋关节假体-全髋臼（灭菌）-40","是","是",null,"人工全髋关节及配件","f331507005","cq331507248","人工全髋关节及配件","f331507901","cq331507248","人工半髋关节及配件","f331507006","cq331507247","人工股骨头","f331507006","cq331500236","人工股骨头","f331507901","cq331500236","人工股骨头","f331503009","cq331500236"]
[96749,190012116,"骨科集中采购(关节)","髋关节(全髋初次置换)","髋关节假体-全髋臼（金属外杯）","北京市春立正达医疗器械股份有限公司","91110000633737758W","北京市春立正达医疗器械股份有限公司","C0345051070100900525","0000013",null,"0344a7bb-e046-11e9-953f-fa163e0a8baf","22-72","42（A）","05-金属髋臼杯","国械注准20173464472","髋关节假体-全髋臼（灭菌）-40","是","是",null,"人工全髋关节及配件","f331507005","cq331507248","人工全髋关节及配件","f331507901","cq331507248","人工半髋关节及配件","f331507006","cq331507247","人工股骨头","f331507006","cq331500236","人工股骨头","f331507901","cq331500236","人工股骨头","f331503009","cq331500236"]
[96750,190000711,"骨科集中采购(关节)","髋关节(全髋初次置换)(分组2)","髋关节假体-全髋臼（金属外杯）","北京市春立正达医疗器械股份有限公司","91110000633737758W","北京市春立正达医疗器械股份有限公司","C0345051070100900525","0000014",null,"0344aa57-e046-11e9-953f-fa163e0a8baf","12-52","42（A）","05-金属髋臼杯","国械注准20173464472","髋关节假体-全髋臼（灭菌）-40","是","是",null,"人工全髋关节及配件","f331507005","cq331507248","人工全髋关节及配件","f331507901","cq331507248","人工半髋关节及配件","f331507006","cq331507247","人工股骨头","f331507006","cq331500236","人工股骨头","f331507901","cq331500236","人工股骨头","f331503009","cq331500236"]
[96751,190012116,"骨科集中采购(关节)","髋关节(全髋初次置换)","髋关节假体-全髋臼（金属外杯）","北京市春立正达医疗器械股份有限公司","91110000633737758W","北京市春立正达医疗器械股份有限公司","C0345051070100900525","0000014",null,"0344aa57-e046-11e9-953f-fa163e0a8baf","12-52","42（A）","05-金属髋臼杯","国械注准20173464472","髋关节假体-全髋臼（灭菌）-40","是","是",null,"人工全髋关节及配件","f331507005","cq331507248","人工全髋关节及配件","f331507901","cq331507248","人工半髋关节及配件","f331507006","cq331507247","人工股骨头","f331507006","cq331500236","人工股骨头","f331507901","cq331500236","人工股骨头","f331503009","cq331500236"]
[96752,190000711,"骨科集中采购(关节)","髋关节(全髋初次置换)(分组2)","髋关节假体-全髋臼（金属外杯）","北京市春立正达医疗器械股份有限公司","91110000633737758W","北京市春立正达医疗器械股份有限公司","C0345051070100900525","0000015",null,"0344fe23-e046-11e9-953f-fa163e0a8baf","14-56","42（A）","05-金属髋臼杯","国械注准20173464472","髋关节假体-全髋臼（灭菌）-40","是","是",null,"人工全髋关节及配件","f331507005","cq331507248","人工全髋关节及配件","f331507901","cq331507248","人工半髋关节及配件","f331507006","cq331507247","人工股骨头","f331507006","cq331500236","人工股骨头","f331507901","cq331500236","人工股骨头","f331503009","cq331500236"]
[96753,190012116,"骨科集中采购(关节)","髋关节(全髋初次置换)","髋关节假体-全髋臼（金属外杯）","北京市春立正达医疗器械股份有限公司","91110000633737758W","北京市春立正达医疗器械股份有限公司","C0345051070100900525","0000015",null,"0344fe23-e046-11e9-953f-fa163e0a8baf","14-56","42（A）","05-金属髋臼杯","国械注准20173464472","髋关节假体-全髋臼（灭菌）-40","是","是",null,"人工全髋关节及配件","f331507005","cq331507248","人工全髋关节及配件","f331507901","cq331507248","人工半髋关节及配件","f331507006","cq331507247","人工股骨头","f331507006","cq331500236","人工股骨头","f331507901","cq331500236","人工股骨头","f331503009","cq331500236"]
[96754,190000711,"骨科集中采购(关节)","髋关节(全髋初次置换)(分组2)","髋关节假体-全髋臼（金属外杯）","北京市春立正达医疗器械股份有限公司","91110000633737758W","北京市春立正达医疗器械股份有限公司","C0345051070100900525","0000016",null,"0345fd9e-e046-11e9-953f-fa163e0a8baf","10-48","42（A）","05-金属髋臼杯","国械注准20173464472","髋关节假体-全髋臼（灭菌）-40","是","是",null,"人工全髋关节及配件","f331507005","cq331507248","人工全髋关节及配件","f331507901","cq331507248","人工半髋关节及配件","f331507006","cq331507247","人工股骨头","f331507006","cq331500236","人工股骨头","f331507901","cq331500236","人工股骨头","f331503009","cq331500236"]
[96755,190012116,"骨科集中采购(关节)","髋关节(全髋初次置换)","髋关节假体-全髋臼（金属外杯）","北京市春立正达医疗器械股份有限公司","91110000633737758W","北京市春立正达医疗器械股份有限公司","C0345051070100900525","0000016",null,"0345fd9e-e046-11e9-953f-fa163e0a8baf","10-48","42（A）","05-金属髋臼杯","国械注准20173464472","髋关节假体-全髋臼（灭菌）-40","是","是",null,"人工全髋关节及配件","f331507005","cq331507248","人工全髋关节及配件","f331507901","cq331507248","人工半髋关节及配件","f331507006","cq331507247","人工股骨头","f331507006","cq331500236","人工股骨头","f331507901","cq331500236","人工股骨头","f331503009","cq331500236"]
[96756,190000711,"骨科集中采购(关节)","髋关节(全髋初次置换)(分组2)","髋关节假体-全髋臼（金属外杯）","北京市春立正达医疗器械股份有限公司","91110000633737758W","北京市春立正达医疗器械股份有限公司","C0345051070100900525","0000017",null,"03460a02-e046-11e9-953f-fa163e0a8baf","13-54","42（A）","05-金属髋臼杯","国械注准20173464472","髋关节假体-全髋臼（灭菌）-40","是","是",null,"人工全髋关节及配件","f331507005","cq331507248","人工全髋关节及配件","f331507901","cq331507248","人工半髋关节及配件","f331507006","cq331507247","人工股骨头","f331507006","cq331500236","人工股骨头","f331507901","cq331500236","人工股骨头","f331503009","cq331500236"]
[96757,190012116,"骨科集中采购(关节)","髋关节(全髋初次置换)","髋关节假体-全髋臼（金属外杯）","北京市春立正达医疗器械股份有限公司","91110000633737758W","北京市春立正达医疗器械股份有限公司","C0345051070100900525","0000017",null,"03460a02-e046-11e9-953f-fa163e0a8baf","13-54","42（A）","05-金属髋臼杯","国械注准20173464472","髋关节假体-全髋臼（灭菌）-40","是","是",null,"人工全髋关节及配件","f331507005","cq331507248","人工全髋关节及配件","f331507901","cq331507248","人工半髋关节及配件","f331507006","cq331507247","人工股骨头","f331507006","cq331500236","人工股骨头","f331507901","cq331500236","人工股骨头","f331503009","cq331500236"]
[96758,190000597,"骨科集中采购(关节)","髋关节(全髋初次置换)","组合型髋关节假体（髋臼杯）","北京力达康科技有限公司","91110108634366506T","北京力达康科技有限公司","C0345051070200305119","0000012",null,"0feee8a2-e035-11e9-953f-fa163e0a8baf","50mm","JX 2102","骨科材料","国械注准20153460597","微孔钛杯 II型","是","是",null,"人工全髋关节及配件","f331507005","cq331507248","人工全髋关节及配件","f331507901","cq331507248","人工半髋关节及配件","f331507006","cq331507247","人工股骨头","f331503009","cq331500236","人工股骨头","f331507006","cq331500236","人工股骨头","f331507901","cq331500236"]
[96759,190000597,"骨科集中采购(关节)","髋关节(全髋初次置换)","组合型髋关节假体（髋臼杯）","北京力达康科技有限公司","91110108634366506T","北京力达康科技有限公司","C0345051070200305119","0000013",null,"0feeee1d-e035-11e9-953f-fa163e0a8baf","64mm","JX 2102","骨科材料","国械注准20153460597","微孔钛杯 II型","是","是",null,"人工全髋关节及配件","f331507005","cq331507248","人工全髋关节及配件","f331507901","cq331507248","人工半髋关节及配件","f331507006","cq331507247","人工股骨头","f331503009","cq331500236","人工股骨头","f331507006","cq331500236","人工股骨头","f331507901","cq331500236"]
[96760,190000597,"骨科集中采购(关节)","髋关节(全髋初次置换)","组合型髋关节假体（髋臼杯）","北京力达康科技有限公司","91110108634366506T","北京力达康科技有限公司","C0345051070200305119","0000014",null,"0feef418-e035-11e9-953f-fa163e0a8baf","52mm","JX 2102","骨科材料","国械注准20153460597","微孔钛杯 II型","是","是",null,"人工全髋关节及配件","f331507005","cq331507248","人工全髋关节及配件","f331507901","cq331507248","人工半髋关节及配件","f331507006","cq331507247","人工股骨头","f331503009","cq331500236","人工股骨头","f331507006","cq331500236","人工股骨头","f331507901","cq331500236"]
[96761,190000597,"骨科集中采购(关节)","髋关节(全髋初次置换)","组合型髋关节假体（髋臼杯）","北京力达康科技有限公司","91110108634366506T","北京力达康科技有限公司","C0345051070200305119","0000015",null,"0feef5d9-e035-11e9-953f-fa163e0a8baf","56mm","JX 2102","骨科材料","国械注准20153460597","微孔钛杯 II型","是","是",null,"人工全髋关节及配件","f331507005","cq331507248","人工全髋关节及配件","f331507901","cq331507248","人工半髋关节及配件","f331507006","cq331507247","人工股骨头","f331503009","cq331500236","人工股骨头","f331507006","cq331500236","人工股骨头","f331507901","cq331500236"]
[96762,190000597,"骨科集中采购(关节)","髋关节(全髋初次置换)","组合型髋关节假体（髋臼杯）","北京力达康科技有限公司","91110108634366506T","北京力达康科技有限公司","C0345051070200305119","0000016",null,"0feef769-e035-11e9-953f-fa163e0a8baf","62mm","JX 2102","骨科材料","国械注准20153460597","微孔钛杯 II型","是","是",null,"人工全髋关节及配件","f331507005","cq331507248","人工全髋关节及配件","f331507901","cq331507248","人工半髋关节及配件","f331507006","cq331507247","人工股骨头","f331503009","cq331500236","人工股骨头","f331507006","cq331500236","人工股骨头","f331507901","cq331500236"]
[96763,190000597,"骨科集中采购(关节)","髋关节(全髋初次置换)","组合型髋关节假体（髋臼杯）","北京力达康科技有限公司","91110108634366506T","北京力达康科技有限公司","C0345051070200305119","0000017",null,"0feef8f0-e035-11e9-953f-fa163e0a8baf","54mm","JX 2102","骨科材料","国械注准20153460597","微孔钛杯 II型","是","是",null,"人工全髋关节及配件","f331507005","cq331507248","人工全髋关节及配件","f331507901","cq331507248","人工半髋关节及配件","f331507006","cq331507247","人工股骨头","f331503009","cq331500236","人工股骨头","f331507006","cq331500236","人工股骨头","f331507901","cq331500236"]
[96764,190000597,"骨科集中采购(关节)","髋关节(全髋初次置换)","组合型髋关节假体（髋臼杯）","北京力达康科技有限公司","91110108634366506T","北京力达康科技有限公司","C0345051070200305119","0000018",null,"0feefa77-e035-11e9-953f-fa163e0a8baf","60mm","JX 2102","骨科材料","国械注准20153460597","微孔钛杯 II型","是","是",null,"人工全髋关节及配件","f331507005","cq331507248","人工全髋关节及配件","f331507901","cq331507248","人工半髋关节及配件","f331507006","cq331507247","人工股骨头","f331503009","cq331500236","人工股骨头","f331507006","cq331500236","人工股骨头","f331507901","cq331500236"]
[96765,190000597,"骨科集中采购(关节)","髋关节(全髋初次置换)","组合型髋关节假体（髋臼杯）","北京力达康科技有限公司","91110108634366506T","北京力达康科技有限公司","C0345051070200305119","0000019",null,"0feefc00-e035-11e9-953f-fa163e0a8baf","44mm","JX 2102","骨科材料","国械注准20153460597","微孔钛杯 II型","是","是",null,"人工全髋关节及配件","f331507005","cq331507248","人工全髋关节及配件","f331507901","cq331507248","人工半髋关节及配件","f331507006","cq331507247","人工股骨头","f331503009","cq331500236","人工股骨头","f331507006","cq331500236","人工股骨头","f331507901","cq331500236"]
[96766,190000597,"骨科集中采购(关节)","髋关节(全髋初次置换)","组合型髋关节假体（髋臼杯）","北京力达康科技有限公司","91110108634366506T","北京力达康科技有限公司","C0345051070200305119","0000020",null,"0feefd6d-e035-11e9-953f-fa163e0a8baf","46mm","JX 2102","骨科材料","国械注准20153460597","微孔钛杯 II型","是","是",null,"人工全髋关节及配件","f331507005","cq331507248","人工全髋关节及配件","f331507901","cq331507248","人工半髋关节及配件","f331507006","cq331507247","人工股骨头","f331503009","cq331500236","人工股骨头","f331507006","cq331500236","人工股骨头","f331507901","cq331500236"]
[96767,190000597,"骨科集中采购(关节)","髋关节(全髋初次置换)","组合型髋关节假体（髋臼杯）","北京力达康科技有限公司","91110108634366506T","北京力达康科技有限公司","C0345051070200305119","0000021",null,"0feeff08-e035-11e9-953f-fa163e0a8baf","58mm","JX 2102","骨科材料","国械注准20153460597","微孔钛杯 II型","是","是",null,"人工全髋关节及配件","f331507005","cq331507248","人工全髋关节及配件","f331507901","cq331507248","人工半髋关节及配件","f331507006","cq331507247","人工股骨头","f331503009","cq331500236","人工股骨头","f331507006","cq331500236","人工股骨头","f331507901","cq331500236"]
[96768,190000597,"骨科集中采购(关节)","髋关节(全髋初次置换)","组合型髋关节假体（髋臼杯）","北京力达康科技有限公司","91110108634366506T","北京力达康科技有限公司","C0345051070200305119","0000022",null,"0fef0083-e035-11e9-953f-fa163e0a8baf","48mm","JX 2102","骨科材料","国械注准20153460597","微孔钛杯 II型","是","是",null,"人工全髋关节及配件","f331507005","cq331507248","人工全髋关节及配件","f331507901","cq331507248","人工半髋关节及配件","f331507006","cq331507247","人工股骨头","f331503009","cq331500236","人工股骨头","f331507006","cq331500236","人工股骨头","f331507901","cq331500236"]
[96769,190001295,"骨科集中采购(关节)","髋关节(全髋初次置换)","压配式球形臼（EPF-PLUS防脱位臼衬）","施乐辉外科植入物（北京）有限公司","91110302678200989B","施乐辉外科植入物（北京）有限公司","C0345101070200109053","0000001",null,null,"54","54","骨科材料","国械注准20183461771","EPF-PLUS防脱位臼衬","是","是",null,"人工全髋关节及配件","f331507005","cq331507248","人工全髋关节及配件","f331507901","cq331507248","人工半髋关节及配件","f331507006","cq331507247","人工股骨头","f331507006","cq331500236","人工股骨头","f331507901","cq331500236","人工股骨头","f331503009","cq331500236"]
[96770,190001295,"骨科集中采购(关节)","髋关节(全髋初次置换)","压配式球形臼（EPF-PLUS防脱位臼衬）","施乐辉外科植入物（北京）有限公司","91110302678200989B","施乐辉外科植入物（北京）有限公司","C0345101070200109053","0000002",null,null,"60","60","骨科材料","国械注准20183461771","EPF-PLUS防脱位臼衬","是","是",null,"人工全髋关节及配件","f331507005","cq331507248","人工全髋关节及配件","f331507901","cq331507248","人工半髋关节及配件","f331507006","cq331507247","人工股骨头","f331507006","cq331500236","人工股骨头","f331507901","cq331500236","人工股骨头","f331503009","cq331500236"]
[96771,190001295,"骨科集中采购(关节)","髋关节(全髋初次置换)","压配式球形臼（EPF-PLUS防脱位臼衬）","施乐辉外科植入物（北京）有限公司","91110302678200989B","施乐辉外科植入物（北京）有限公司","C0345101070200109053","0000003",null,null,"56","56","骨科材料","国械注准20183461771","EPF-PLUS防脱位臼衬","是","是",null,"人工全髋关节及配件","f331507005","cq331507248","人工全髋关节及配件","f331507901","cq331507248","人工半髋关节及配件","f331507006","cq331507247","人工股骨头","f331507006","cq331500236","人工股骨头","f331507901","cq331500236","人工股骨头","f331503009","cq331500236"]
[96772,190001295,"骨科集中采购(关节)","髋关节(全髋初次置换)","压配式球形臼（EPF-PLUS防脱位臼衬）","施乐辉外科植入物（北京）有限公司","91110302678200989B","施乐辉外科植入物（北京）有限公司","C0345101070200109053","0000004",null,null,"58","58","骨科材料","国械注准20183461771","EPF-PLUS防脱位臼衬","是","是",null,"人工全髋关节及配件","f331507005","cq331507248","人工全髋关节及配件","f331507901","cq331507248","人工半髋关节及配件","f331507006","cq331507247","人工股骨头","f331507006","cq331500236","人工股骨头","f331507901","cq331500236","人工股骨头","f331503009","cq331500236"]
[96773,190001295,"骨科集中采购(关节)","髋关节(全髋初次置换)","压配式球形臼（EPF-PLUS防脱位臼衬）","施乐辉外科植入物（北京）有限公司","91110302678200989B","施乐辉外科植入物（北京）有限公司","C0345101070200109053","0000010",null,null,"48","48","骨科材料","国械注准20183461771","EPF-PLUS防脱位臼衬","是","是",null,"人工全髋关节及配件","f331507005","cq331507248","人工全髋关节及配件","f331507901","cq331507248","人工半髋关节及配件","f331507006","cq331507247","人工股骨头","f331507006","cq331500236","人工股骨头","f331507901","cq331500236","人工股骨头","f331503009","cq331500236"]
[96774,190001295,"骨科集中采购(关节)","髋关节(全髋初次置换)","压配式球形臼（EPF-PLUS防脱位臼衬）","施乐辉外科植入物（北京）有限公司","91110302678200989B","施乐辉外科植入物（北京）有限公司","C0345101070200109053","0000011",null,null,"46","46","骨科材料","国械注准20183461771","EPF-PLUS防脱位臼衬","是","是",null,"人工全髋关节及配件","f331507005","cq331507248","人工全髋关节及配件","f331507901","cq331507248","人工半髋关节及配件","f331507006","cq331507247","人工股骨头","f331507006","cq331500236","人工股骨头","f331507901","cq331500236","人工股骨头","f331503009","cq331500236"]
[96775,190001295,"骨科集中采购(关节)","髋关节(全髋初次置换)","压配式球形臼（EPF-PLUS防脱位臼衬）","施乐辉外科植入物（北京）有限公司","91110302678200989B","施乐辉外科植入物（北京）有限公司","C0345101070200109053","0000012",null,null,"50","50","骨科材料","国械注准20183461771","EPF-PLUS防脱位臼衬","是","是",null,"人工全髋关节及配件","f331507005","cq331507248","人工全髋关节及配件","f331507901","cq331507248","人工半髋关节及配件","f331507006","cq331507247","人工股骨头","f331507006","cq331500236","人工股骨头","f331507901","cq331500236","人工股骨头","f331503009","cq331500236"]
[96776,190001295,"骨科集中采购(关节)","髋关节(全髋初次置换)","压配式球形臼（EPF-PLUS防脱位臼衬）","施乐辉外科植入物（北京）有限公司","91110302678200989B","施乐辉外科植入物（北京）有限公司","C0345101070200109053","0000013",null,null,"52","52","骨科材料","国械注准20183461771","EPF-PLUS防脱位臼衬","是","是",null,"人工全髋关节及配件","f331507005","cq331507248","人工全髋关节及配件","f331507901","cq331507248","人工半髋关节及配件","f331507006","cq331507247","人工股骨头","f331507006","cq331500236","人工股骨头","f331507901","cq331500236","人工股骨头","f331503009","cq331500236"]
[96777,190001422,"骨科集中采购(关节)","髋关节(全髋初次置换)","髋臼系统（R3 0°髋臼内衬）","施乐辉医用产品国际贸易（上海）有限公司","91310000607411498D","施乐辉医用产品国际贸易（上海）有限公司","C0345101070200406052","0000001",null,null,"R3 0° 36 mm ID XLPE髋臼内衬 54 mm","71332754","骨科材料","国械注进20153130014","髋臼系统R3 Acetabular System","是","是",null,"人工全髋关节及配件","f331507005","cq331507248","人工全髋关节及配件","f331507901","cq331507248","人工半髋关节及配件","f331507006","cq331507247","人工股骨头","f331507006","cq331500236","人工股骨头","f331507901","cq331500236","人工股骨头","f331503009","cq331500236"]
[96778,190001422,"骨科集中采购(关节)","髋关节(全髋初次置换)","髋臼系统（R3 0°髋臼内衬）","施乐辉医用产品国际贸易（上海）有限公司","91310000607411498D","施乐辉医用产品国际贸易（上海）有限公司","C0345101070200406052","0000002",null,null,"R3 0° XLPE髋臼内衬 36 mm × 66/70 mm OD","71330766","骨科材料","国械注进20153130014","髋臼系统R3 Acetabular System","是","是",null,"人工全髋关节及配件","f331507005","cq331507248","人工全髋关节及配件","f331507901","cq331507248","人工半髋关节及配件","f331507006","cq331507247","人工股骨头","f331507006","cq331500236","人工股骨头","f331507901","cq331500236","人工股骨头","f331503009","cq331500236"]
[96779,190001422,"骨科集中采购(关节)","髋关节(全髋初次置换)","髋臼系统（R3 0°髋臼内衬）","施乐辉医用产品国际贸易（上海）有限公司","91310000607411498D","施乐辉医用产品国际贸易（上海）有限公司","C0345101070200406052","0000003",null,null,"R3 0° 36 mm ID XLPE髋臼内衬 62 mm","71332762","骨科材料","国械注进20153130014","髋臼系统R3 Acetabular System","是","是",null,"人工全髋关节及配件","f331507005","cq331507248","人工全髋关节及配件","f331507901","cq331507248","人工半髋关节及配件","f331507006","cq331507247","人工股骨头","f331507006","cq331500236","人工股骨头","f331507901","cq331500236","人工股骨头","f331503009","cq331500236"]
[96780,190001422,"骨科集中采购(关节)","髋关节(全髋初次置换)","髋臼系统（R3 0°髋臼内衬）","施乐辉医用产品国际贸易（上海）有限公司","91310000607411498D","施乐辉医用产品国际贸易（上海）有限公司","C0345101070200406052","0000004",null,null,"R3 0° 36 mm ID XLPE髋臼内衬 64 mm","71332764","骨科材料","国械注进20153130014","髋臼系统R3 Acetabular System","是","是",null,"人工全髋关节及配件","f331507005","cq331507248","人工全髋关节及配件","f331507901","cq331507248","人工半髋关节及配件","f331507006","cq331507247","人工股骨头","f331507006","cq331500236","人工股骨头","f331507901","cq331500236","人工股骨头","f331503009","cq331500236"]
[96781,190001422,"骨科集中采购(关节)","髋关节(全髋初次置换)","髋臼系统（R3 0°髋臼内衬）","施乐辉医用产品国际贸易（上海）有限公司","91310000607411498D","施乐辉医用产品国际贸易（上海）有限公司","C0345101070200406052","0000005",null,null,"R3 0° 36 mm ID XLPE髋臼内衬 60 mm","71332760","骨科材料","国械注进20153130014","髋臼系统R3 Acetabular System","是","是",null,"人工全髋关节及配件","f331507005","cq331507248","人工全髋关节及配件","f331507901","cq331507248","人工半髋关节及配件","f331507006","cq331507247","人工股骨头","f331507006","cq331500236","人工股骨头","f331507901","cq331500236","人工股骨头","f331503009","cq331500236"]
[96782,190001422,"骨科集中采购(关节)","髋关节(全髋初次置换)","髋臼系统（R3 0°髋臼内衬）","施乐辉医用产品国际贸易（上海）有限公司","91310000607411498D","施乐辉医用产品国际贸易（上海）有限公司","C0345101070200406052","0000006",null,null,"R3 0° 36 mm ID XLPE髋臼内衬 58 mm","71332758","骨科材料","国械注进20153130014","髋臼系统R3 Acetabular System","是","是",null,"人工全髋关节及配件","f331507005","cq331507248","人工全髋关节及配件","f331507901","cq331507248","人工半髋关节及配件","f331507006","cq331507247","人工股骨头","f331507006","cq331500236","人工股骨头","f331507901","cq331500236","人工股骨头","f331503009","cq331500236"]
[96783,190001422,"骨科集中采购(关节)","髋关节(全髋初次置换)","髋臼系统（R3 0°髋臼内衬）","施乐辉医用产品国际贸易（上海）有限公司","91310000607411498D","施乐辉医用产品国际贸易（上海）有限公司","C0345101070200406052","0000007",null,null,"R3 0° XLPE髋臼内衬 36 mm × 72/74 mm OD","71338686","骨科材料","国械注进20153130014","髋臼系统R3 Acetabular System","是","是",null,"人工全髋关节及配件","f331507005","cq331507248","人工全髋关节及配件","f331507901","cq331507248","人工半髋关节及配件","f331507006","cq331507247","人工股骨头","f331507006","cq331500236","人工股骨头","f331507901","cq331500236","人工股骨头","f331503009","cq331500236"]
[96784,190001422,"骨科集中采购(关节)","髋关节(全髋初次置换)","髋臼系统（R3 0°髋臼内衬）","施乐辉医用产品国际贸易（上海）有限公司","91310000607411498D","施乐辉医用产品国际贸易（上海）有限公司","C0345101070200406052","0000008",null,null,"R3 0° 36 mm ID XLPE髋臼内衬 56 mm","71332756","骨科材料","国械注进20153130014","髋臼系统R3 Acetabular System","是","是",null,"人工全髋关节及配件","f331507005","cq331507248","人工全髋关节及配件","f331507901","cq331507248","人工半髋关节及配件","f331507006","cq331507247","人工股骨头","f331507006","cq331500236","人工股骨头","f331507901","cq331500236","人工股骨头","f331503009","cq331500236"]
[96785,190001422,"骨科集中采购(关节)","髋关节(全髋初次置换)","髋臼系统（R3 0°髋臼内衬）","施乐辉医用产品国际贸易（上海）有限公司","91310000607411498D","施乐辉医用产品国际贸易（上海）有限公司","C0345101070200406052","0000009",null,null,"R3 0° 36 mm ID XLPE髋臼内衬 52 mm","71332752","骨科材料","国械注进20153130014","髋臼系统R3 Acetabular System","是","是",null,"人工全髋关节及配件","f331507005","cq331507248","人工全髋关节及配件","f331507901","cq331507248","人工半髋关节及配件","f331507006","cq331507247","人工股骨头","f331507006","cq331500236","人工股骨头","f331507901","cq331500236","人工股骨头","f331503009","cq331500236"]
[96786,44690,"骨科集中采购(关节)","髋关节(全髋初次置换)(分组1)","髋关节假体（商品名：Exceed ABT)（Exceed ABT Ringloc-X标准型/高边防脱位型 ArComXL 高交联聚乙烯内衬 ）","凌曦（上海）科技有限公司","91310118066009796A","凌曦（上海）科技有限公司","C0345101070200407551","0000001",null,"07f99e0e-d6d9-11e9-953f-fa163e0a8baf","64/32mm","XL-053264","骨科材料","国械注进20153462342","Exceed ABT Ringloc-X高边防脱位ArComXL高交联聚乙烯内衬","是","是",null,"人工全髋关节及配件","f331507005","cq331507248","人工全髋关节及配件","f331507901","cq331507248","人工半髋关节及配件","f331507006","cq331507247","人工股骨头","f331507006","cq331500236","人工股骨头","f331507901","cq331500236","人工股骨头","f331503009","cq331500236"]
[96787,44690,"骨科集中采购(关节)","髋关节(全髋初次置换)(分组1)","髋关节假体（商品名：Exceed ABT)（Exceed ABT Ringloc-X标准型/高边防脱位型 ArComXL 高交联聚乙烯内衬 ）","凌曦（上海）科技有限公司","91310118066009796A","凌曦（上海）科技有限公司","C0345101070200407551","0000002",null,"07f9a28d-d6d9-11e9-953f-fa163e0a8baf","62/36mm","XL-053662","骨科材料","国械注进20153462342","Exceed ABT Ringloc-X高边防脱位ArComXL高交联聚乙烯内衬","是","是",null,"人工全髋关节及配件","f331507005","cq331507248","人工全髋关节及配件","f331507901","cq331507248","人工半髋关节及配件","f331507006","cq331507247","人工股骨头","f331507006","cq331500236","人工股骨头","f331507901","cq331500236","人工股骨头","f331503009","cq331500236"]
[96788,44690,"骨科集中采购(关节)","髋关节(全髋初次置换)(分组1)","髋关节假体（商品名：Exceed ABT)（Exceed ABT Ringloc-X标准型/高边防脱位型 ArComXL 高交联聚乙烯内衬 ）","凌曦（上海）科技有限公司","91310118066009796A","凌曦（上海）科技有限公司","C0345101070200407551","0000003",null,"07f9a98f-d6d9-11e9-953f-fa163e0a8baf","66/32mm","XL-053266","骨科材料","国械注进20153462342","Exceed ABT Ringloc-X高边防脱位ArComXL高交联聚乙烯内衬","是","是",null,"人工全髋关节及配件","f331507005","cq331507248","人工全髋关节及配件","f331507901","cq331507248","人工半髋关节及配件","f331507006","cq331507247","人工股骨头","f331507006","cq331500236","人工股骨头","f331507901","cq331500236","人工股骨头","f331503009","cq331500236"]
[96789,44690,"骨科集中采购(关节)","髋关节(全髋初次置换)(分组1)","髋关节假体（商品名：Exceed ABT)（Exceed ABT Ringloc-X标准型/高边防脱位型 ArComXL 高交联聚乙烯内衬 ）","凌曦（上海）科技有限公司","91310118066009796A","凌曦（上海）科技有限公司","C0345101070200407551","0000004",null,"07f9ac38-d6d9-11e9-953f-fa163e0a8baf","68/36mm","XL-053668","骨科材料","国械注进20153462342","Exceed ABT Ringloc-X高边防脱位ArComXL高交联聚乙烯内衬","是","是",null,"人工全髋关节及配件","f331507005","cq331507248","人工全髋关节及配件","f331507901","cq331507248","人工半髋关节及配件","f331507006","cq331507247","人工股骨头","f331507006","cq331500236","人工股骨头","f331507901","cq331500236","人工股骨头","f331503009","cq331500236"]
[96790,190012093,"骨科集中采购(关节)","髋关节(全髋初次置换)","髋关节假体（商品名：Exceed ABT)（Exceed ABT Ringloc-X标准型/高边防脱位型 ArComXL 高交联聚乙烯内衬 ）","凌曦（上海）科技有限公司","91310118066009796A","凌曦（上海）科技有限公司","C0345101070200407551","0000004",null,"07f9ac38-d6d9-11e9-953f-fa163e0a8baf","68/36mm","XL-053668","骨科材料","国械注进20153462342","Exceed ABT Ringloc-X高边防脱位ArComXL高交联聚乙烯内衬","是","是",null,"人工全髋关节及配件","f331507005","cq331507248","人工全髋关节及配件","f331507901","cq331507248","人工半髋关节及配件","f331507006","cq331507247","人工股骨头","f331507006","cq331500236","人工股骨头","f331507901","cq331500236","人工股骨头","f331503009","cq331500236"]
[96791,44690,"骨科集中采购(关节)","髋关节(全髋初次置换)(分组1)","髋关节假体（商品名：Exceed ABT)（Exceed ABT Ringloc-X标准型/高边防脱位型 ArComXL 高交联聚乙烯内衬 ）","凌曦（上海）科技有限公司","91310118066009796A","凌曦（上海）科技有限公司","C0345101070200407551","0000005",null,"07f9adc1-d6d9-11e9-953f-fa163e0a8baf","58/36mm","XL-053658","骨科材料","国械注进20153462342","Exceed ABT Ringloc-X高边防脱位ArComXL高交联聚乙烯内衬","是","是",null,"人工全髋关节及配件","f331507005","cq331507248","人工全髋关节及配件","f331507901","cq331507248","人工半髋关节及配件","f331507006","cq331507247","人工股骨头","f331507006","cq331500236","人工股骨头","f331507901","cq331500236","人工股骨头","f331503009","cq331500236"]
[96792,190012093,"骨科集中采购(关节)","髋关节(全髋初次置换)","髋关节假体（商品名：Exceed ABT)（Exceed ABT Ringloc-X标准型/高边防脱位型 ArComXL 高交联聚乙烯内衬 ）","凌曦（上海）科技有限公司","91310118066009796A","凌曦（上海）科技有限公司","C0345101070200407551","0000005",null,"07f9adc1-d6d9-11e9-953f-fa163e0a8baf","58/36mm","XL-053658","骨科材料","国械注进20153462342","Exceed ABT Ringloc-X高边防脱位ArComXL高交联聚乙烯内衬","是","是",null,"人工全髋关节及配件","f331507005","cq331507248","人工全髋关节及配件","f331507901","cq331507248","人工半髋关节及配件","f331507006","cq331507247","人工股骨头","f331507006","cq331500236","人工股骨头","f331507901","cq331500236","人工股骨头","f331503009","cq331500236"]
[96793,44690,"骨科集中采购(关节)","髋关节(全髋初次置换)(分组1)","髋关节假体（商品名：Exceed ABT)（Exceed ABT Ringloc-X标准型/高边防脱位型 ArComXL 高交联聚乙烯内衬 ）","凌曦（上海）科技有限公司","91310118066009796A","凌曦（上海）科技有限公司","C0345101070200407551","0000006",null,"07f9af40-d6d9-11e9-953f-fa163e0a8baf","54/36mm","XL-053654","骨科材料","国械注进20153462342","Exceed ABT Ringloc-X高边防脱位ArComXL高交联聚乙烯内衬","是","是",null,"人工全髋关节及配件","f331507005","cq331507248","人工全髋关节及配件","f331507901","cq331507248","人工半髋关节及配件","f331507006","cq331507247","人工股骨头","f331507006","cq331500236","人工股骨头","f331507901","cq331500236","人工股骨头","f331503009","cq331500236"]
[96794,190012093,"骨科集中采购(关节)","髋关节(全髋初次置换)","髋关节假体（商品名：Exceed ABT)（Exceed ABT Ringloc-X标准型/高边防脱位型 ArComXL 高交联聚乙烯内衬 ）","凌曦（上海）科技有限公司","91310118066009796A","凌曦（上海）科技有限公司","C0345101070200407551","0000006",null,"07f9af40-d6d9-11e9-953f-fa163e0a8baf","54/36mm","XL-053654","骨科材料","国械注进20153462342","Exceed ABT Ringloc-X高边防脱位ArComXL高交联聚乙烯内衬","是","是",null,"人工全髋关节及配件","f331507005","cq331507248","人工全髋关节及配件","f331507901","cq331507248","人工半髋关节及配件","f331507006","cq331507247","人工股骨头","f331507006","cq331500236","人工股骨头","f331507901","cq331500236","人工股骨头","f331503009","cq331500236"]
[96795,44690,"骨科集中采购(关节)","髋关节(全髋初次置换)(分组1)","髋关节假体（商品名：Exceed ABT)（Exceed ABT Ringloc-X标准型/高边防脱位型 ArComXL 高交联聚乙烯内衬 ）","凌曦（上海）科技有限公司","91310118066009796A","凌曦（上海）科技有限公司","C0345101070200407551","0000007",null,"07f9b0e8-d6d9-11e9-953f-fa163e0a8baf","52/32mm","XL-053252","骨科材料","国械注进20153462342","Exceed ABT Ringloc-X高边防脱位ArComXL高交联聚乙烯内衬","是","是",null,"人工全髋关节及配件","f331507005","cq331507248","人工全髋关节及配件","f331507901","cq331507248","人工半髋关节及配件","f331507006","cq331507247","人工股骨头","f331507006","cq331500236","人工股骨头","f331507901","cq331500236","人工股骨头","f331503009","cq331500236"]
[96796,44690,"骨科集中采购(关节)","髋关节(全髋初次置换)(分组1)","髋关节假体（商品名：Exceed ABT)（Exceed ABT Ringloc-X标准型/高边防脱位型 ArComXL 高交联聚乙烯内衬 ）","凌曦（上海）科技有限公司","91310118066009796A","凌曦（上海）科技有限公司","C0345101070200407551","0000008",null,"07f9b25e-d6d9-11e9-953f-fa163e0a8baf","56/36mm","XL-053656","骨科材料","国械注进20153462342","Exceed ABT Ringloc-X高边防脱位ArComXL高交联聚乙烯内衬","是","是",null,"人工全髋关节及配件","f331507005","cq331507248","人工全髋关节及配件","f331507901","cq331507248","人工半髋关节及配件","f331507006","cq331507247","人工股骨头","f331507006","cq331500236","人工股骨头","f331507901","cq331500236","人工股骨头","f331503009","cq331500236"]
[96797,44690,"骨科集中采购(关节)","髋关节(全髋初次置换)(分组1)","髋关节假体（商品名：Exceed ABT)（Exceed ABT Ringloc-X标准型/高边防脱位型 ArComXL 高交联聚乙烯内衬 ）","凌曦（上海）科技有限公司","91310118066009796A","凌曦（上海）科技有限公司","C0345101070200407551","0000009",null,"07f9b3be-d6d9-11e9-953f-fa163e0a8baf","66/36mm","XL-053666","骨科材料","国械注进20153462342","Exceed ABT Ringloc-X高边防脱位ArComXL高交联聚乙烯内衬","是","是",null,"人工全髋关节及配件","f331507005","cq331507248","人工全髋关节及配件","f331507901","cq331507248","人工半髋关节及配件","f331507006","cq331507247","人工股骨头","f331507006","cq331500236","人工股骨头","f331507901","cq331500236","人工股骨头","f331503009","cq331500236"]
[96798,44690,"骨科集中采购(关节)","髋关节(全髋初次置换)(分组1)","髋关节假体（商品名：Exceed ABT)（Exceed ABT Ringloc-X标准型/高边防脱位型 ArComXL 高交联聚乙烯内衬 ）","凌曦（上海）科技有限公司","91310118066009796A","凌曦（上海）科技有限公司","C0345101070200407551","0000010",null,"07f9b514-d6d9-11e9-953f-fa163e0a8baf","42/22mm","XL-052242","骨科材料","国械注进20153462342","Exceed ABT Ringloc-X高边防脱位ArComXL高交联聚乙烯内衬","是","是",null,"人工全髋关节及配件","f331507005","cq331507248","人工全髋关节及配件","f331507901","cq331507248","人工半髋关节及配件","f331507006","cq331507247","人工股骨头","f331507006","cq331500236","人工股骨头","f331507901","cq331500236","人工股骨头","f331503009","cq331500236"]
[96799,44690,"骨科集中采购(关节)","髋关节(全髋初次置换)(分组1)","髋关节假体（商品名：Exceed ABT)（Exceed ABT Ringloc-X标准型/高边防脱位型 ArComXL 高交联聚乙烯内衬 ）","凌曦（上海）科技有限公司","91310118066009796A","凌曦（上海）科技有限公司","C0345101070200407551","0000011",null,"07f9b663-d6d9-11e9-953f-fa163e0a8baf","62/32mm","XL-053262","骨科材料","国械注进20153462342","Exceed ABT Ringloc-X高边防脱位ArComXL高交联聚乙烯内衬","是","是",null,"人工全髋关节及配件","f331507005","cq331507248","人工全髋关节及配件","f331507901","cq331507248","人工半髋关节及配件","f331507006","cq331507247","人工股骨头","f331507006","cq331500236","人工股骨头","f331507901","cq331500236","人工股骨头","f331503009","cq331500236"]
[96800,44690,"骨科集中采购(关节)","髋关节(全髋初次置换)(分组1)","髋关节假体（商品名：Exceed ABT)（Exceed ABT Ringloc-X标准型/高边防脱位型 ArComXL 高交联聚乙烯内衬 ）","凌曦（上海）科技有限公司","91310118066009796A","凌曦（上海）科技有限公司","C0345101070200407551","0000012",null,"07f9b7b4-d6d9-11e9-953f-fa163e0a8baf","60/36mm","XL-053660","骨科材料","国械注进20153462342","Exceed ABT Ringloc-X高边防脱位ArComXL高交联聚乙烯内衬","是","是",null,"人工全髋关节及配件","f331507005","cq331507248","人工全髋关节及配件","f331507901","cq331507248","人工半髋关节及配件","f331507006","cq331507247","人工股骨头","f331507006","cq331500236","人工股骨头","f331507901","cq331500236","人工股骨头","f331503009","cq331500236"]
[96801,190012093,"骨科集中采购(关节)","髋关节(全髋初次置换)","髋关节假体（商品名：Exceed ABT)（Exceed ABT Ringloc-X标准型/高边防脱位型 ArComXL 高交联聚乙烯内衬 ）","凌曦（上海）科技有限公司","91310118066009796A","凌曦（上海）科技有限公司","C0345101070200407551","0000012",null,"07f9b7b4-d6d9-11e9-953f-fa163e0a8baf","60/36mm","XL-053660","骨科材料","国械注进20153462342","Exceed ABT Ringloc-X高边防脱位ArComXL高交联聚乙烯内衬","是","是",null,"人工全髋关节及配件","f331507005","cq331507248","人工全髋关节及配件","f331507901","cq331507248","人工半髋关节及配件","f331507006","cq331507247","人工股骨头","f331507006","cq331500236","人工股骨头","f331507901","cq331500236","人工股骨头","f331503009","cq331500236"]
[96802,44690,"骨科集中采购(关节)","髋关节(全髋初次置换)(分组1)","髋关节假体（商品名：Exceed ABT)（Exceed ABT Ringloc-X标准型/高边防脱位型 ArComXL 高交联聚乙烯内衬 ）","凌曦（上海）科技有限公司","91310118066009796A","凌曦（上海）科技有限公司","C0345101070200407551","0000013",null,"07f9b911-d6d9-11e9-953f-fa163e0a8baf","68/32mm","XL-053268","骨科材料","国械注进20153462342","Exceed ABT Ringloc-X高边防脱位ArComXL高交联聚乙烯内衬","是","是",null,"人工全髋关节及配件","f331507005","cq331507248","人工全髋关节及配件","f331507901","cq331507248","人工半髋关节及配件","f331507006","cq331507247","人工股骨头","f331507006","cq331500236","人工股骨头","f331507901","cq331500236","人工股骨头","f331503009","cq331500236"]
[96803,44690,"骨科集中采购(关节)","髋关节(全髋初次置换)(分组1)","髋关节假体（商品名：Exceed ABT)（Exceed ABT Ringloc-X标准型/高边防脱位型 ArComXL 高交联聚乙烯内衬 ）","凌曦（上海）科技有限公司","91310118066009796A","凌曦（上海）科技有限公司","C0345101070200407551","0000014",null,"07f9ba64-d6d9-11e9-953f-fa163e0a8baf","46/28mm","XL-052846","骨科材料","国械注进20153462342","Exceed ABT Ringloc-X高边防脱位ArComXL高交联聚乙烯内衬","是","是",null,"人工全髋关节及配件","f331507005","cq331507248","人工全髋关节及配件","f331507901","cq331507248","人工半髋关节及配件","f331507006","cq331507247","人工股骨头","f331507006","cq331500236","人工股骨头","f331507901","cq331500236","人工股骨头","f331503009","cq331500236"]
[96804,190012093,"骨科集中采购(关节)","髋关节(全髋初次置换)","髋关节假体（商品名：Exceed ABT)（Exceed ABT Ringloc-X标准型/高边防脱位型 ArComXL 高交联聚乙烯内衬 ）","凌曦（上海）科技有限公司","91310118066009796A","凌曦（上海）科技有限公司","C0345101070200407551","0000014",null,"07f9ba64-d6d9-11e9-953f-fa163e0a8baf","46/28mm","XL-052846","骨科材料","国械注进20153462342","Exceed ABT Ringloc-X高边防脱位ArComXL高交联聚乙烯内衬","是","是",null,"人工全髋关节及配件","f331507005","cq331507248","人工全髋关节及配件","f331507901","cq331507248","人工半髋关节及配件","f331507006","cq331507247","人工股骨头","f331507006","cq331500236","人工股骨头","f331507901","cq331500236","人工股骨头","f331503009","cq331500236"]
[96805,44690,"骨科集中采购(关节)","髋关节(全髋初次置换)(分组1)","髋关节假体（商品名：Exceed ABT)（Exceed ABT Ringloc-X标准型/高边防脱位型 ArComXL 高交联聚乙烯内衬 ）","凌曦（上海）科技有限公司","91310118066009796A","凌曦（上海）科技有限公司","C0345101070200407551","0000015",null,"07f9bbb0-d6d9-11e9-953f-fa163e0a8baf","58/32mm","XL-053258","骨科材料","国械注进20153462342","Exceed ABT Ringloc-X高边防脱位ArComXL高交联聚乙烯内衬","是","是",null,"人工全髋关节及配件","f331507005","cq331507248","人工全髋关节及配件","f331507901","cq331507248","人工半髋关节及配件","f331507006","cq331507247","人工股骨头","f331507006","cq331500236","人工股骨头","f331507901","cq331500236","人工股骨头","f331503009","cq331500236"]
[96806,44690,"骨科集中采购(关节)","髋关节(全髋初次置换)(分组1)","髋关节假体（商品名：Exceed ABT)（Exceed ABT Ringloc-X标准型/高边防脱位型 ArComXL 高交联聚乙烯内衬 ）","凌曦（上海）科技有限公司","91310118066009796A","凌曦（上海）科技有限公司","C0345101070200407551","0000016",null,"07f9bd16-d6d9-11e9-953f-fa163e0a8baf","48/28mm","XL-052848","骨科材料","国械注进20153462342","Exceed ABT Ringloc-X高边防脱位ArComXL高交联聚乙烯内衬","是","是",null,"人工全髋关节及配件","f331507005","cq331507248","人工全髋关节及配件","f331507901","cq331507248","人工半髋关节及配件","f331507006","cq331507247","人工股骨头","f331507006","cq331500236","人工股骨头","f331507901","cq331500236","人工股骨头","f331503009","cq331500236"]
[96807,44690,"骨科集中采购(关节)","髋关节(全髋初次置换)(分组1)","髋关节假体（商品名：Exceed ABT)（Exceed ABT Ringloc-X标准型/高边防脱位型 ArComXL 高交联聚乙烯内衬 ）","凌曦（上海）科技有限公司","91310118066009796A","凌曦（上海）科技有限公司","C0345101070200407551","0000017",null,"07f9be75-d6d9-11e9-953f-fa163e0a8baf","40/22mm","XL-052240","骨科材料","国械注进20153462342","Exceed ABT Ringloc-X高边防脱位ArComXL高交联聚乙烯内衬","是","是",null,"人工全髋关节及配件","f331507005","cq331507248","人工全髋关节及配件","f331507901","cq331507248","人工半髋关节及配件","f331507006","cq331507247","人工股骨头","f331507006","cq331500236","人工股骨头","f331507901","cq331500236","人工股骨头","f331503009","cq331500236"]
[96808,190012093,"骨科集中采购(关节)","髋关节(全髋初次置换)","髋关节假体（商品名：Exceed ABT)（Exceed ABT Ringloc-X标准型/高边防脱位型 ArComXL 高交联聚乙烯内衬 ）","凌曦（上海）科技有限公司","91310118066009796A","凌曦（上海）科技有限公司","C0345101070200407551","0000017",null,"07f9be75-d6d9-11e9-953f-fa163e0a8baf","40/22mm","XL-052240","骨科材料","国械注进20153462342","Exceed ABT Ringloc-X高边防脱位ArComXL高交联聚乙烯内衬","是","是",null,"人工全髋关节及配件","f331507005","cq331507248","人工全髋关节及配件","f331507901","cq331507248","人工半髋关节及配件","f331507006","cq331507247","人工股骨头","f331507006","cq331500236","人工股骨头","f331507901","cq331500236","人工股骨头","f331503009","cq331500236"]
[96809,44690,"骨科集中采购(关节)","髋关节(全髋初次置换)(分组1)","髋关节假体（商品名：Exceed ABT)（Exceed ABT Ringloc-X标准型/高边防脱位型 ArComXL 高交联聚乙烯内衬 ）","凌曦（上海）科技有限公司","91310118066009796A","凌曦（上海）科技有限公司","C0345101070200407551","0000018",null,"07f9bfc9-d6d9-11e9-953f-fa163e0a8baf","50/32mm","XL-053250","骨科材料","国械注进20153462342","Exceed ABT Ringloc-X高边防脱位ArComXL高交联聚乙烯内衬","是","是",null,"人工全髋关节及配件","f331507005","cq331507248","人工全髋关节及配件","f331507901","cq331507248","人工半髋关节及配件","f331507006","cq331507247","人工股骨头","f331507006","cq331500236","人工股骨头","f331507901","cq331500236","人工股骨头","f331503009","cq331500236"]
[96810,190012093,"骨科集中采购(关节)","髋关节(全髋初次置换)","髋关节假体（商品名：Exceed ABT)（Exceed ABT Ringloc-X标准型/高边防脱位型 ArComXL 高交联聚乙烯内衬 ）","凌曦（上海）科技有限公司","91310118066009796A","凌曦（上海）科技有限公司","C0345101070200407551","0000018",null,"07f9bfc9-d6d9-11e9-953f-fa163e0a8baf","50/32mm","XL-053250","骨科材料","国械注进20153462342","Exceed ABT Ringloc-X高边防脱位ArComXL高交联聚乙烯内衬","是","是",null,"人工全髋关节及配件","f331507005","cq331507248","人工全髋关节及配件","f331507901","cq331507248","人工半髋关节及配件","f331507006","cq331507247","人工股骨头","f331507006","cq331500236","人工股骨头","f331507901","cq331500236","人工股骨头","f331503009","cq331500236"]
[96811,44690,"骨科集中采购(关节)","髋关节(全髋初次置换)(分组1)","髋关节假体（商品名：Exceed ABT)（Exceed ABT Ringloc-X标准型/高边防脱位型 ArComXL 高交联聚乙烯内衬 ）","凌曦（上海）科技有限公司","91310118066009796A","凌曦（上海）科技有限公司","C0345101070200407551","0000019",null,"07f9c112-d6d9-11e9-953f-fa163e0a8baf","54/32mm","XL-053254","骨科材料","国械注进20153462342","Exceed ABT Ringloc-X高边防脱位ArComXL高交联聚乙烯内衬","是","是",null,"人工全髋关节及配件","f331507005","cq331507248","人工全髋关节及配件","f331507901","cq331507248","人工半髋关节及配件","f331507006","cq331507247","人工股骨头","f331507006","cq331500236","人工股骨头","f331507901","cq331500236","人工股骨头","f331503009","cq331500236"]
[96812,44690,"骨科集中采购(关节)","髋关节(全髋初次置换)(分组1)","髋关节假体（商品名：Exceed ABT)（Exceed ABT Ringloc-X标准型/高边防脱位型 ArComXL 高交联聚乙烯内衬 ）","凌曦（上海）科技有限公司","91310118066009796A","凌曦（上海）科技有限公司","C0345101070200407551","0000020",null,"07f9c27a-d6d9-11e9-953f-fa163e0a8baf","60/32mm","XL-053260","骨科材料","国械注进20153462342","Exceed ABT Ringloc-X高边防脱位ArComXL高交联聚乙烯内衬","是","是",null,"人工全髋关节及配件","f331507005","cq331507248","人工全髋关节及配件","f331507901","cq331507248","人工半髋关节及配件","f331507006","cq331507247","人工股骨头","f331507006","cq331500236","人工股骨头","f331507901","cq331500236","人工股骨头","f331503009","cq331500236"]
[96813,44690,"骨科集中采购(关节)","髋关节(全髋初次置换)(分组1)","髋关节假体（商品名：Exceed ABT)（Exceed ABT Ringloc-X标准型/高边防脱位型 ArComXL 高交联聚乙烯内衬 ）","凌曦（上海）科技有限公司","91310118066009796A","凌曦（上海）科技有限公司","C0345101070200407551","0000021",null,"07f9c3c8-d6d9-11e9-953f-fa163e0a8baf","44/22mm","XL-052244","骨科材料","国械注进20153462342","Exceed ABT Ringloc-X高边防脱位ArComXL高交联聚乙烯内衬","是","是",null,"人工全髋关节及配件","f331507005","cq331507248","人工全髋关节及配件","f331507901","cq331507248","人工半髋关节及配件","f331507006","cq331507247","人工股骨头","f331507006","cq331500236","人工股骨头","f331507901","cq331500236","人工股骨头","f331503009","cq331500236"]
[96814,190012093,"骨科集中采购(关节)","髋关节(全髋初次置换)","髋关节假体（商品名：Exceed ABT)（Exceed ABT Ringloc-X标准型/高边防脱位型 ArComXL 高交联聚乙烯内衬 ）","凌曦（上海）科技有限公司","91310118066009796A","凌曦（上海）科技有限公司","C0345101070200407551","0000021",null,"07f9c3c8-d6d9-11e9-953f-fa163e0a8baf","44/22mm","XL-052244","骨科材料","国械注进20153462342","Exceed ABT Ringloc-X高边防脱位ArComXL高交联聚乙烯内衬","是","是",null,"人工全髋关节及配件","f331507005","cq331507248","人工全髋关节及配件","f331507901","cq331507248","人工半髋关节及配件","f331507006","cq331507247","人工股骨头","f331507006","cq331500236","人工股骨头","f331507901","cq331500236","人工股骨头","f331503009","cq331500236"]
[96815,44690,"骨科集中采购(关节)","髋关节(全髋初次置换)(分组1)","髋关节假体（商品名：Exceed ABT)（Exceed ABT Ringloc-X标准型/高边防脱位型 ArComXL 高交联聚乙烯内衬 ）","凌曦（上海）科技有限公司","91310118066009796A","凌曦（上海）科技有限公司","C0345101070200407551","0000022",null,"07f9c515-d6d9-11e9-953f-fa163e0a8baf","56/32mm","XL-053256","骨科材料","国械注进20153462342","Exceed ABT Ringloc-X高边防脱位ArComXL高交联聚乙烯内衬","是","是",null,"人工全髋关节及配件","f331507005","cq331507248","人工全髋关节及配件","f331507901","cq331507248","人工半髋关节及配件","f331507006","cq331507247","人工股骨头","f331507006","cq331500236","人工股骨头","f331507901","cq331500236","人工股骨头","f331503009","cq331500236"]
[96816,44690,"骨科集中采购(关节)","髋关节(全髋初次置换)(分组1)","髋关节假体（商品名：Exceed ABT)（Exceed ABT Ringloc-X标准型/高边防脱位型 ArComXL 高交联聚乙烯内衬 ）","凌曦（上海）科技有限公司","91310118066009796A","凌曦（上海）科技有限公司","C0345101070200407551","0000023",null,"07f9c662-d6d9-11e9-953f-fa163e0a8baf","64/36mm","XL-053664","骨科材料","国械注进20153462342","Exceed ABT Ringloc-X高边防脱位ArComXL高交联聚乙烯内衬","是","是",null,"人工全髋关节及配件","f331507005","cq331507248","人工全髋关节及配件","f331507901","cq331507248","人工半髋关节及配件","f331507006","cq331507247","人工股骨头","f331507006","cq331500236","人工股骨头","f331507901","cq331500236","人工股骨头","f331503009","cq331500236"]
[96817,190012093,"骨科集中采购(关节)","髋关节(全髋初次置换)","髋关节假体（商品名：Exceed ABT)（Exceed ABT Ringloc-X标准型/高边防脱位型 ArComXL 高交联聚乙烯内衬 ）","凌曦（上海）科技有限公司","91310118066009796A","凌曦（上海）科技有限公司","C0345101070200407551","0000023",null,"07f9c662-d6d9-11e9-953f-fa163e0a8baf","64/36mm","XL-053664","骨科材料","国械注进20153462342","Exceed ABT Ringloc-X高边防脱位ArComXL高交联聚乙烯内衬","是","是",null,"人工全髋关节及配件","f331507005","cq331507248","人工全髋关节及配件","f331507901","cq331507248","人工半髋关节及配件","f331507006","cq331507247","人工股骨头","f331507006","cq331500236","人工股骨头","f331507901","cq331500236","人工股骨头","f331503009","cq331500236"]
[96818,190001421,"骨科集中采购(关节)","髋关节(全髋初次置换)","髋臼系统（R3 20°髋臼内衬）","施乐辉医用产品国际贸易（上海）有限公司","91310000607411498D","施乐辉医用产品国际贸易（上海）有限公司","C0345101070200606052","0000001",null,null,"R3 20°  36 mm ID XLPE髋臼内衬 62 mm","71335762","骨科材料","国械注进20153130014","髋臼系统R3 Acetabular System","是","是",null,"人工全髋关节及配件","f331507005","cq331507248","人工全髋关节及配件","f331507901","cq331507248","人工半髋关节及配件","f331507006","cq331507247","人工股骨头","f331507006","cq331500236","人工股骨头","f331507901","cq331500236","人工股骨头","f331503009","cq331500236"]
[96819,190001421,"骨科集中采购(关节)","髋关节(全髋初次置换)","髋臼系统（R3 20°髋臼内衬）","施乐辉医用产品国际贸易（上海）有限公司","91310000607411498D","施乐辉医用产品国际贸易（上海）有限公司","C0345101070200606052","0000002",null,null,"R3  20° XLPE髋臼内衬 36 mm × 66/70 mm OD","71331266","骨科材料","国械注进20153130014","髋臼系统R3 Acetabular System","是","是",null,"人工全髋关节及配件","f331507005","cq331507248","人工全髋关节及配件","f331507901","cq331507248","人工半髋关节及配件","f331507006","cq331507247","人工股骨头","f331507006","cq331500236","人工股骨头","f331507901","cq331500236","人工股骨头","f331503009","cq331500236"]
[96820,190001421,"骨科集中采购(关节)","髋关节(全髋初次置换)","髋臼系统（R3 20°髋臼内衬）","施乐辉医用产品国际贸易（上海）有限公司","91310000607411498D","施乐辉医用产品国际贸易（上海）有限公司","C0345101070200606052","0000003",null,null,"R3 20°  36 mm ID XLPE髋臼内衬 56 mm","71335756","骨科材料","国械注进20153130014","髋臼系统R3 Acetabular System","是","是",null,"人工全髋关节及配件","f331507005","cq331507248","人工全髋关节及配件","f331507901","cq331507248","人工半髋关节及配件","f331507006","cq331507247","人工股骨头","f331507006","cq331500236","人工股骨头","f331507901","cq331500236","人工股骨头","f331503009","cq331500236"]
[96821,190001421,"骨科集中采购(关节)","髋关节(全髋初次置换)","髋臼系统（R3 20°髋臼内衬）","施乐辉医用产品国际贸易（上海）有限公司","91310000607411498D","施乐辉医用产品国际贸易（上海）有限公司","C0345101070200606052","0000004",null,null,"R3 20°  36 mm ID XLPE髋臼内衬 52 mm","71335752","骨科材料","国械注进20153130014","髋臼系统R3 Acetabular System","是","是",null,"人工全髋关节及配件","f331507005","cq331507248","人工全髋关节及配件","f331507901","cq331507248","人工半髋关节及配件","f331507006","cq331507247","人工股骨头","f331507006","cq331500236","人工股骨头","f331507901","cq331500236","人工股骨头","f331503009","cq331500236"]
[96822,190001421,"骨科集中采购(关节)","髋关节(全髋初次置换)","髋臼系统（R3 20°髋臼内衬）","施乐辉医用产品国际贸易（上海）有限公司","91310000607411498D","施乐辉医用产品国际贸易（上海）有限公司","C0345101070200606052","0000005",null,null,"R3 20°  36 mm ID XLPE髋臼内衬 54 mm","71335754","骨科材料","国械注进20153130014","髋臼系统R3 Acetabular System","是","是",null,"人工全髋关节及配件","f331507005","cq331507248","人工全髋关节及配件","f331507901","cq331507248","人工半髋关节及配件","f331507006","cq331507247","人工股骨头","f331507006","cq331500236","人工股骨头","f331507901","cq331500236","人工股骨头","f331503009","cq331500236"]
[96823,190001421,"骨科集中采购(关节)","髋关节(全髋初次置换)","髋臼系统（R3 20°髋臼内衬）","施乐辉医用产品国际贸易（上海）有限公司","91310000607411498D","施乐辉医用产品国际贸易（上海）有限公司","C0345101070200606052","0000006",null,null,"R3 20°  36 mm ID XLPE髋臼内衬 64 mm","71335764","骨科材料","国械注进20153130014","髋臼系统R3 Acetabular System","是","是",null,"人工全髋关节及配件","f331507005","cq331507248","人工全髋关节及配件","f331507901","cq331507248","人工半髋关节及配件","f331507006","cq331507247","人工股骨头","f331507006","cq331500236","人工股骨头","f331507901","cq331500236","人工股骨头","f331503009","cq331500236"]
[96824,190001421,"骨科集中采购(关节)","髋关节(全髋初次置换)","髋臼系统（R3 20°髋臼内衬）","施乐辉医用产品国际贸易（上海）有限公司","91310000607411498D","施乐辉医用产品国际贸易（上海）有限公司","C0345101070200606052","0000007",null,null,"R3 20°  36 mm ID XLPE髋臼内衬 58 mm","71335758","骨科材料","国械注进20153130014","髋臼系统R3 Acetabular System","是","是",null,"人工全髋关节及配件","f331507005","cq331507248","人工全髋关节及配件","f331507901","cq331507248","人工半髋关节及配件","f331507006","cq331507247","人工股骨头","f331507006","cq331500236","人工股骨头","f331507901","cq331500236","人工股骨头","f331503009","cq331500236"]
[96825,190001421,"骨科集中采购(关节)","髋关节(全髋初次置换)","髋臼系统（R3 20°髋臼内衬）","施乐辉医用产品国际贸易（上海）有限公司","91310000607411498D","施乐辉医用产品国际贸易（上海）有限公司","C0345101070200606052","0000008",null,null,"R3 20°  36 mm ID XLPE髋臼内衬 60 mm","71335760","骨科材料","国械注进20153130014","髋臼系统R3 Acetabular System","是","是",null,"人工全髋关节及配件","f331507005","cq331507248","人工全髋关节及配件","f331507901","cq331507248","人工半髋关节及配件","f331507006","cq331507247","人工股骨头","f331507006","cq331500236","人工股骨头","f331507901","cq331500236","人工股骨头","f331503009","cq331500236"]
[96826,190001421,"骨科集中采购(关节)","髋关节(全髋初次置换)","髋臼系统（R3 20°髋臼内衬）","施乐辉医用产品国际贸易（上海）有限公司","91310000607411498D","施乐辉医用产品国际贸易（上海）有限公司","C0345101070200606052","0000009",null,null,"R3  20° XLPE髋臼内衬 36 mm × 72/74 mm OD","71338694","骨科材料","国械注进20153130014","髋臼系统R3 Acetabular System","是","是",null,"人工全髋关节及配件","f331507005","cq331507248","人工全髋关节及配件","f331507901","cq331507248","人工半髋关节及配件","f331507006","cq331507247","人工股骨头","f331507006","cq331500236","人工股骨头","f331507901","cq331500236","人工股骨头","f331503009","cq331500236"]
[96827,190001406,"骨科集中采购(关节)","髋关节(全髋初次置换)","髋关节假体(髋臼内衬)","武汉德骼拜尔外科植入物有限公司","91420111771353736F","武汉德骼拜尔外科植入物有限公司","C0345101070400108921","0000001",null,"259fc5bf-8925-11ea-8bcf-fa163e0a8baf","髋臼内衬内径d(mm)/髋臼内衬外径D2 (mm)：24/40","Ⅰ型","骨科材料","国械注准20143462296","髋臼内衬","是","是",null,"人工全髋关节及配件","f331507005","cq331507248","人工全髋关节及配件","f331507901","cq331507248","人工半髋关节及配件","f331507006","cq331507247","人工股骨头","f331507006","cq331500236","人工股骨头","f331507901","cq331500236","人工股骨头","f331503009","cq331500236"]
[96828,190001406,"骨科集中采购(关节)","髋关节(全髋初次置换)","髋关节假体(髋臼内衬)","武汉德骼拜尔外科植入物有限公司","91420111771353736F","武汉德骼拜尔外科植入物有限公司","C0345101070400108921","0000002",null,"25a2fcd0-8925-11ea-8bcf-fa163e0a8baf","髋臼内衬内径d(mm)/髋臼内衬外径D2 (mm)：32/52","Ⅰ型","骨科材料","国械注准20143462296","髋臼内衬","是","是",null,"人工全髋关节及配件","f331507005","cq331507248","人工全髋关节及配件","f331507901","cq331507248","人工半髋关节及配件","f331507006","cq331507247","人工股骨头","f331507006","cq331500236","人工股骨头","f331507901","cq331500236","人工股骨头","f331503009","cq331500236"]
[96829,190001406,"骨科集中采购(关节)","髋关节(全髋初次置换)","髋关节假体(髋臼内衬)","武汉德骼拜尔外科植入物有限公司","91420111771353736F","武汉德骼拜尔外科植入物有限公司","C0345101070400108921","0000003",null,"25a300ab-8925-11ea-8bcf-fa163e0a8baf","髋臼内衬内径d(mm)/髋臼内衬外径D2 (mm)：28/38","Ⅰ型","骨科材料","国械注准20143462296","髋臼内衬","是","是",null,"人工全髋关节及配件","f331507005","cq331507248","人工全髋关节及配件","f331507901","cq331507248","人工半髋关节及配件","f331507006","cq331507247","人工股骨头","f331507006","cq331500236","人工股骨头","f331507901","cq331500236","人工股骨头","f331503009","cq331500236"]
[96830,190001406,"骨科集中采购(关节)","髋关节(全髋初次置换)","髋关节假体(髋臼内衬)","武汉德骼拜尔外科植入物有限公司","91420111771353736F","武汉德骼拜尔外科植入物有限公司","C0345101070400108921","0000004",null,"25a30363-8925-11ea-8bcf-fa163e0a8baf","髋臼内衬内径d(mm)/髋臼内衬外径D2 (mm)：24/38","Ⅰ型","骨科材料","国械注准20143462296","髋臼内衬","是","是",null,"人工全髋关节及配件","f331507005","cq331507248","人工全髋关节及配件","f331507901","cq331507248","人工半髋关节及配件","f331507006","cq331507247","人工股骨头","f331507006","cq331500236","人工股骨头","f331507901","cq331500236","人工股骨头","f331503009","cq331500236"]
[96831,190001406,"骨科集中采购(关节)","髋关节(全髋初次置换)","髋关节假体(髋臼内衬)","武汉德骼拜尔外科植入物有限公司","91420111771353736F","武汉德骼拜尔外科植入物有限公司","C0345101070400108921","0000005",null,"25a30682-8925-11ea-8bcf-fa163e0a8baf","髋臼内衬内径d(mm)/髋臼内衬外径D2 (mm)：32/46","Ⅰ型","骨科材料","国械注准20143462296","髋臼内衬","是","是",null,"人工全髋关节及配件","f331507005","cq331507248","人工全髋关节及配件","f331507901","cq331507248","人工半髋关节及配件","f331507006","cq331507247","人工股骨头","f331507006","cq331500236","人工股骨头","f331507901","cq331500236","人工股骨头","f331503009","cq331500236"]
[96832,190001406,"骨科集中采购(关节)","髋关节(全髋初次置换)","髋关节假体(髋臼内衬)","武汉德骼拜尔外科植入物有限公司","91420111771353736F","武汉德骼拜尔外科植入物有限公司","C0345101070400108921","0000006",null,"25a30935-8925-11ea-8bcf-fa163e0a8baf","髋臼内衬内径d(mm)/髋臼内衬外径D2 (mm)：22.2/34","Ⅰ型","骨科材料","国械注准20143462296","髋臼内衬","是","是",null,"人工全髋关节及配件","f331507005","cq331507248","人工全髋关节及配件","f331507901","cq331507248","人工半髋关节及配件","f331507006","cq331507247","人工股骨头","f331507006","cq331500236","人工股骨头","f331507901","cq331500236","人工股骨头","f331503009","cq331500236"]
[96833,190001406,"骨科集中采购(关节)","髋关节(全髋初次置换)","髋关节假体(髋臼内衬)","武汉德骼拜尔外科植入物有限公司","91420111771353736F","武汉德骼拜尔外科植入物有限公司","C0345101070400108921","0000007",null,"25a30ff9-8925-11ea-8bcf-fa163e0a8baf","髋臼内衬内径d(mm)/髋臼内衬外径D2 (mm)：24/42","Ⅰ型","骨科材料","国械注准20143462296","髋臼内衬","是","是",null,"人工全髋关节及配件","f331507005","cq331507248","人工全髋关节及配件","f331507901","cq331507248","人工半髋关节及配件","f331507006","cq331507247","人工股骨头","f331507006","cq331500236","人工股骨头","f331507901","cq331500236","人工股骨头","f331503009","cq331500236"]
[96834,190001406,"骨科集中采购(关节)","髋关节(全髋初次置换)","髋关节假体(髋臼内衬)","武汉德骼拜尔外科植入物有限公司","91420111771353736F","武汉德骼拜尔外科植入物有限公司","C0345101070400108921","0000008",null,"25a31258-8925-11ea-8bcf-fa163e0a8baf","髋臼内衬内径d(mm)/髋臼内衬外径D2 (mm)：28/42","Ⅰ型","骨科材料","国械注准20143462296","髋臼内衬","是","是",null,"人工全髋关节及配件","f331507005","cq331507248","人工全髋关节及配件","f331507901","cq331507248","人工半髋关节及配件","f331507006","cq331507247","人工股骨头","f331507006","cq331500236","人工股骨头","f331507901","cq331500236","人工股骨头","f331503009","cq331500236"]
[96835,190001406,"骨科集中采购(关节)","髋关节(全髋初次置换)","髋关节假体(髋臼内衬)","武汉德骼拜尔外科植入物有限公司","91420111771353736F","武汉德骼拜尔外科植入物有限公司","C0345101070400108921","0000009",null,"25a314f5-8925-11ea-8bcf-fa163e0a8baf","髋臼内衬内径d(mm)/髋臼内衬外径D2 (mm)：24/44","Ⅰ型","骨科材料","国械注准20143462296","髋臼内衬","是","是",null,"人工全髋关节及配件","f331507005","cq331507248","人工全髋关节及配件","f331507901","cq331507248","人工半髋关节及配件","f331507006","cq331507247","人工股骨头","f331507006","cq331500236","人工股骨头","f331507901","cq331500236","人工股骨头","f331503009","cq331500236"]
[96836,190001406,"骨科集中采购(关节)","髋关节(全髋初次置换)","髋关节假体(髋臼内衬)","武汉德骼拜尔外科植入物有限公司","91420111771353736F","武汉德骼拜尔外科植入物有限公司","C0345101070400108921","0000010",null,"25a3175f-8925-11ea-8bcf-fa163e0a8baf","髋臼内衬内径d(mm)/髋臼内衬外径D2 (mm)：32/50","Ⅰ型","骨科材料","国械注准20143462296","髋臼内衬","是","是",null,"人工全髋关节及配件","f331507005","cq331507248","人工全髋关节及配件","f331507901","cq331507248","人工半髋关节及配件","f331507006","cq331507247","人工股骨头","f331507006","cq331500236","人工股骨头","f331507901","cq331500236","人工股骨头","f331503009","cq331500236"]
[96837,190001406,"骨科集中采购(关节)","髋关节(全髋初次置换)","髋关节假体(髋臼内衬)","武汉德骼拜尔外科植入物有限公司","91420111771353736F","武汉德骼拜尔外科植入物有限公司","C0345101070400108921","0000011",null,"25a31adb-8925-11ea-8bcf-fa163e0a8baf","髋臼内衬内径d(mm)/髋臼内衬外径D2 (mm)：28/52","Ⅰ型","骨科材料","国械注准20143462296","髋臼内衬","是","是",null,"人工全髋关节及配件","f331507005","cq331507248","人工全髋关节及配件","f331507901","cq331507248","人工半髋关节及配件","f331507006","cq331507247","人工股骨头","f331507006","cq331500236","人工股骨头","f331507901","cq331500236","人工股骨头","f331503009","cq331500236"]
[96838,190001406,"骨科集中采购(关节)","髋关节(全髋初次置换)","髋关节假体(髋臼内衬)","武汉德骼拜尔外科植入物有限公司","91420111771353736F","武汉德骼拜尔外科植入物有限公司","C0345101070400108921","0000012",null,"25a31d39-8925-11ea-8bcf-fa163e0a8baf","髋臼内衬内径d(mm)/髋臼内衬外径D2 (mm)：28/40","Ⅰ型","骨科材料","国械注准20143462296","髋臼内衬","是","是",null,"人工全髋关节及配件","f331507005","cq331507248","人工全髋关节及配件","f331507901","cq331507248","人工半髋关节及配件","f331507006","cq331507247","人工股骨头","f331507006","cq331500236","人工股骨头","f331507901","cq331500236","人工股骨头","f331503009","cq331500236"]
[96839,190001406,"骨科集中采购(关节)","髋关节(全髋初次置换)","髋关节假体(髋臼内衬)","武汉德骼拜尔外科植入物有限公司","91420111771353736F","武汉德骼拜尔外科植入物有限公司","C0345101070400108921","0000013",null,"25a31f7b-8925-11ea-8bcf-fa163e0a8baf","髋臼内衬内径d(mm)/髋臼内衬外径D2 (mm)：32/44","Ⅰ型","骨科材料","国械注准20143462296","髋臼内衬","是","是",null,"人工全髋关节及配件","f331507005","cq331507248","人工全髋关节及配件","f331507901","cq331507248","人工半髋关节及配件","f331507006","cq331507247","人工股骨头","f331507006","cq331500236","人工股骨头","f331507901","cq331500236","人工股骨头","f331503009","cq331500236"]
[96840,190001406,"骨科集中采购(关节)","髋关节(全髋初次置换)","髋关节假体(髋臼内衬)","武汉德骼拜尔外科植入物有限公司","91420111771353736F","武汉德骼拜尔外科植入物有限公司","C0345101070400108921","0000014",null,"25a321c0-8925-11ea-8bcf-fa163e0a8baf","髋臼内衬内径d(mm)/髋臼内衬外径D2 (mm)：28/44","Ⅰ型","骨科材料","国械注准20143462296","髋臼内衬","是","是",null,"人工全髋关节及配件","f331507005","cq331507248","人工全髋关节及配件","f331507901","cq331507248","人工半髋关节及配件","f331507006","cq331507247","人工股骨头","f331507006","cq331500236","人工股骨头","f331507901","cq331500236","人工股骨头","f331503009","cq331500236"]
[96841,190001406,"骨科集中采购(关节)","髋关节(全髋初次置换)","髋关节假体(髋臼内衬)","武汉德骼拜尔外科植入物有限公司","91420111771353736F","武汉德骼拜尔外科植入物有限公司","C0345101070400108921","0000015",null,"25a32415-8925-11ea-8bcf-fa163e0a8baf","髋臼内衬内径d(mm)/髋臼内衬外径D2 (mm)：28/50","Ⅰ型","骨科材料","国械注准20143462296","髋臼内衬","是","是",null,"人工全髋关节及配件","f331507005","cq331507248","人工全髋关节及配件","f331507901","cq331507248","人工半髋关节及配件","f331507006","cq331507247","人工股骨头","f331507006","cq331500236","人工股骨头","f331507901","cq331500236","人工股骨头","f331503009","cq331500236"]
[96842,190001406,"骨科集中采购(关节)","髋关节(全髋初次置换)","髋关节假体(髋臼内衬)","武汉德骼拜尔外科植入物有限公司","91420111771353736F","武汉德骼拜尔外科植入物有限公司","C0345101070400108921","0000016",null,"25a32660-8925-11ea-8bcf-fa163e0a8baf","髋臼内衬内径d(mm)/髋臼内衬外径D2 (mm)：24/36","Ⅰ型","骨科材料","国械注准20143462296","髋臼内衬","是","是",null,"人工全髋关节及配件","f331507005","cq331507248","人工全髋关节及配件","f331507901","cq331507248","人工半髋关节及配件","f331507006","cq331507247","人工股骨头","f331507006","cq331500236","人工股骨头","f331507901","cq331500236","人工股骨头","f331503009","cq331500236"]
[96843,190001406,"骨科集中采购(关节)","髋关节(全髋初次置换)","髋关节假体(髋臼内衬)","武汉德骼拜尔外科植入物有限公司","91420111771353736F","武汉德骼拜尔外科植入物有限公司","C0345101070400108921","0000017",null,"25a328b2-8925-11ea-8bcf-fa163e0a8baf","髋臼内衬内径d(mm)/髋臼内衬外径D2 (mm)：28/56","Ⅰ型","骨科材料","国械注准20143462296","髋臼内衬","是","是",null,"人工全髋关节及配件","f331507005","cq331507248","人工全髋关节及配件","f331507901","cq331507248","人工半髋关节及配件","f331507006","cq331507247","人工股骨头","f331507006","cq331500236","人工股骨头","f331507901","cq331500236","人工股骨头","f331503009","cq331500236"]
[96844,190001406,"骨科集中采购(关节)","髋关节(全髋初次置换)","髋关节假体(髋臼内衬)","武汉德骼拜尔外科植入物有限公司","91420111771353736F","武汉德骼拜尔外科植入物有限公司","C0345101070400108921","0000018",null,"25a32aee-8925-11ea-8bcf-fa163e0a8baf","髋臼内衬内径d(mm)/髋臼内衬外径D2 (mm)：32/56","Ⅰ型","骨科材料","国械注准20143462296","髋臼内衬","是","是",null,"人工全髋关节及配件","f331507005","cq331507248","人工全髋关节及配件","f331507901","cq331507248","人工半髋关节及配件","f331507006","cq331507247","人工股骨头","f331507006","cq331500236","人工股骨头","f331507901","cq331500236","人工股骨头","f331503009","cq331500236"]
[96845,190001406,"骨科集中采购(关节)","髋关节(全髋初次置换)","髋关节假体(髋臼内衬)","武汉德骼拜尔外科植入物有限公司","91420111771353736F","武汉德骼拜尔外科植入物有限公司","C0345101070400108921","0000019",null,"25a32d30-8925-11ea-8bcf-fa163e0a8baf","髋臼内衬内径d(mm)/髋臼内衬外径D2 (mm)：28/46","Ⅰ型","骨科材料","国械注准20143462296","髋臼内衬","是","是",null,"人工全髋关节及配件","f331507005","cq331507248","人工全髋关节及配件","f331507901","cq331507248","人工半髋关节及配件","f331507006","cq331507247","人工股骨头","f331507006","cq331500236","人工股骨头","f331507901","cq331500236","人工股骨头","f331503009","cq331500236"]
[96846,190001406,"骨科集中采购(关节)","髋关节(全髋初次置换)","髋关节假体(髋臼内衬)","武汉德骼拜尔外科植入物有限公司","91420111771353736F","武汉德骼拜尔外科植入物有限公司","C0345101070400108921","0000020",null,"25a32f6a-8925-11ea-8bcf-fa163e0a8baf","髋臼内衬内径d(mm)/髋臼内衬外径D2 (mm)：32/48","Ⅰ型","骨科材料","国械注准20143462296","髋臼内衬","是","是",null,"人工全髋关节及配件","f331507005","cq331507248","人工全髋关节及配件","f331507901","cq331507248","人工半髋关节及配件","f331507006","cq331507247","人工股骨头","f331507006","cq331500236","人工股骨头","f331507901","cq331500236","人工股骨头","f331503009","cq331500236"]
[96847,190001406,"骨科集中采购(关节)","髋关节(全髋初次置换)","髋关节假体(髋臼内衬)","武汉德骼拜尔外科植入物有限公司","91420111771353736F","武汉德骼拜尔外科植入物有限公司","C0345101070400108921","0000021",null,"25a331a2-8925-11ea-8bcf-fa163e0a8baf","髋臼内衬内径d(mm)/髋臼内衬外径D2 (mm)：32/54","Ⅰ型","骨科材料","国械注准20143462296","髋臼内衬","是","是",null,"人工全髋关节及配件","f331507005","cq331507248","人工全髋关节及配件","f331507901","cq331507248","人工半髋关节及配件","f331507006","cq331507247","人工股骨头","f331507006","cq331500236","人工股骨头","f331507901","cq331500236","人工股骨头","f331503009","cq331500236"]
[96848,190001406,"骨科集中采购(关节)","髋关节(全髋初次置换)","髋关节假体(髋臼内衬)","武汉德骼拜尔外科植入物有限公司","91420111771353736F","武汉德骼拜尔外科植入物有限公司","C0345101070400108921","0000022",null,"25a333ea-8925-11ea-8bcf-fa163e0a8baf","髋臼内衬内径d(mm)/髋臼内衬外径D2 (mm)：28/54","Ⅰ型","骨科材料","国械注准20143462296","髋臼内衬","是","是",null,"人工全髋关节及配件","f331507005","cq331507248","人工全髋关节及配件","f331507901","cq331507248","人工半髋关节及配件","f331507006","cq331507247","人工股骨头","f331507006","cq331500236","人工股骨头","f331507901","cq331500236","人工股骨头","f331503009","cq331500236"]
[96849,190001406,"骨科集中采购(关节)","髋关节(全髋初次置换)","髋关节假体(髋臼内衬)","武汉德骼拜尔外科植入物有限公司","91420111771353736F","武汉德骼拜尔外科植入物有限公司","C0345101070400108921","0000023",null,"25a33630-8925-11ea-8bcf-fa163e0a8baf","髋臼内衬内径d(mm)/髋臼内衬外径D2 (mm)：28/48","Ⅰ型","骨科材料","国械注准20143462296","髋臼内衬","是","是",null,"人工全髋关节及配件","f331507005","cq331507248","人工全髋关节及配件","f331507901","cq331507248","人工半髋关节及配件","f331507006","cq331507247","人工股骨头","f331507006","cq331500236","人工股骨头","f331507901","cq331500236","人工股骨头","f331503009","cq331500236"]
[96850,190001406,"骨科集中采购(关节)","髋关节(全髋初次置换)","髋关节假体(髋臼内衬)","武汉德骼拜尔外科植入物有限公司","91420111771353736F","武汉德骼拜尔外科植入物有限公司","C0345101070400108921","0000024",null,"25a33869-8925-11ea-8bcf-fa163e0a8baf","髋臼内衬内径d(mm)/髋臼内衬外径D2 (mm)：24/34","Ⅰ型","骨科材料","国械注准20143462296","髋臼内衬","是","是",null,"人工全髋关节及配件","f331507005","cq331507248","人工全髋关节及配件","f331507901","cq331507248","人工半髋关节及配件","f331507006","cq331507247","人工股骨头","f331507006","cq331500236","人工股骨头","f331507901","cq331500236","人工股骨头","f331503009","cq331500236"]
[96851,190001406,"骨科集中采购(关节)","髋关节(全髋初次置换)","髋关节假体(髋臼内衬)","武汉德骼拜尔外科植入物有限公司","91420111771353736F","武汉德骼拜尔外科植入物有限公司","C0345101070400108921","0000025",null,"25a33aa5-8925-11ea-8bcf-fa163e0a8baf","髋臼内衬内径d(mm)/髋臼内衬外径D2 (mm)：32/42","Ⅰ型","骨科材料","国械注准20143462296","髋臼内衬","是","是",null,"人工全髋关节及配件","f331507005","cq331507248","人工全髋关节及配件","f331507901","cq331507248","人工半髋关节及配件","f331507006","cq331507247","人工股骨头","f331507006","cq331500236","人工股骨头","f331507901","cq331500236","人工股骨头","f331503009","cq331500236"]
[96852,190001432,"骨科集中采购(关节)","髋关节(全髋初次置换)","髋臼外杯系统-陶瓷内衬","施乐辉医用产品国际贸易（上海）有限公司","91310000607411498D","施乐辉医用产品国际贸易（上海）有限公司","C0345101070600406052","0000009",null,"4c14b181-d489-11e9-953f-fa163e0a8baf","R3 36MM ID DELTA陶瓷内衬64MM\t",71331764,"骨科材料","国械注进20153132715","R3 36MM ID DELTA陶瓷内衬","是","是",null,"人工全髋关节及配件","f331507005","cq331507248","人工全髋关节及配件","f331507901","cq331507248","人工半髋关节及配件","f331507006","cq331507247","人工股骨头","f331507006","cq331500236","人工股骨头","f331507901","cq331500236","人工股骨头","f331503009","cq331500236"]
[96853,190001432,"骨科集中采购(关节)","髋关节(全髋初次置换)","髋臼外杯系统-陶瓷内衬","施乐辉医用产品国际贸易（上海）有限公司","91310000607411498D","施乐辉医用产品国际贸易（上海）有限公司","C0345101070600406052","0000010",null,"4c14bb0d-d489-11e9-953f-fa163e0a8baf","R3 36MM ID DELTA陶瓷内衬60MM\t",71331760,"骨科材料","国械注进20153132715","R3 36MM ID DELTA陶瓷内衬","是","是",null,"人工全髋关节及配件","f331507005","cq331507248","人工全髋关节及配件","f331507901","cq331507248","人工半髋关节及配件","f331507006","cq331507247","人工股骨头","f331507006","cq331500236","人工股骨头","f331507901","cq331500236","人工股骨头","f331503009","cq331500236"]
[96854,190001432,"骨科集中采购(关节)","髋关节(全髋初次置换)","髋臼外杯系统-陶瓷内衬","施乐辉医用产品国际贸易（上海）有限公司","91310000607411498D","施乐辉医用产品国际贸易（上海）有限公司","C0345101070600406052","0000011",null,"4c14be2c-d489-11e9-953f-fa163e0a8baf","R3 36MM ID DELTA陶瓷内衬56MM\t",71331756,"骨科材料","国械注进20153132715","R3 36MM ID DELTA陶瓷内衬","是","是",null,"人工全髋关节及配件","f331507005","cq331507248","人工全髋关节及配件","f331507901","cq331507248","人工半髋关节及配件","f331507006","cq331507247","人工股骨头","f331507006","cq331500236","人工股骨头","f331507901","cq331500236","人工股骨头","f331503009","cq331500236"]
[96855,190001432,"骨科集中采购(关节)","髋关节(全髋初次置换)","髋臼外杯系统-陶瓷内衬","施乐辉医用产品国际贸易（上海）有限公司","91310000607411498D","施乐辉医用产品国际贸易（上海）有限公司","C0345101070600406052","0000012",null,"4c14c0c8-d489-11e9-953f-fa163e0a8baf","R3 36MM ID DELTA陶瓷内衬62MM\t",71331762,"骨科材料","国械注进20153132715","R3 36MM ID DELTA陶瓷内衬","是","是",null,"人工全髋关节及配件","f331507005","cq331507248","人工全髋关节及配件","f331507901","cq331507248","人工半髋关节及配件","f331507006","cq331507247","人工股骨头","f331507006","cq331500236","人工股骨头","f331507901","cq331500236","人工股骨头","f331503009","cq331500236"]
[96856,190001432,"骨科集中采购(关节)","髋关节(全髋初次置换)","髋臼外杯系统-陶瓷内衬","施乐辉医用产品国际贸易（上海）有限公司","91310000607411498D","施乐辉医用产品国际贸易（上海）有限公司","C0345101070600406052","0000013",null,"4c14c366-d489-11e9-953f-fa163e0a8baf","R3 36MM ID DELTA陶瓷内衬54MM\t",71331754,"骨科材料","国械注进20153132715","R3 36MM ID DELTA陶瓷内衬","是","是",null,"人工全髋关节及配件","f331507005","cq331507248","人工全髋关节及配件","f331507901","cq331507248","人工半髋关节及配件","f331507006","cq331507247","人工股骨头","f331507006","cq331500236","人工股骨头","f331507901","cq331500236","人工股骨头","f331503009","cq331500236"]
[96857,190001432,"骨科集中采购(关节)","髋关节(全髋初次置换)","髋臼外杯系统-陶瓷内衬","施乐辉医用产品国际贸易（上海）有限公司","91310000607411498D","施乐辉医用产品国际贸易（上海）有限公司","C0345101070600406052","0000014",null,"4c14c5f2-d489-11e9-953f-fa163e0a8baf","R3 36MM ID DELTA陶瓷内衬66/68MM\t",71331766,"骨科材料","国械注进20153132715","R3 36MM ID DELTA陶瓷内衬","是","是",null,"人工全髋关节及配件","f331507005","cq331507248","人工全髋关节及配件","f331507901","cq331507248","人工半髋关节及配件","f331507006","cq331507247","人工股骨头","f331507006","cq331500236","人工股骨头","f331507901","cq331500236","人工股骨头","f331503009","cq331500236"]
[96858,190001432,"骨科集中采购(关节)","髋关节(全髋初次置换)","髋臼外杯系统-陶瓷内衬","施乐辉医用产品国际贸易（上海）有限公司","91310000607411498D","施乐辉医用产品国际贸易（上海）有限公司","C0345101070600406052","0000015",null,"4c14c86f-d489-11e9-953f-fa163e0a8baf","R3 36MM ID DELTA陶瓷内衬52MM\t",71331752,"骨科材料","国械注进20153132715","R3 36MM ID DELTA陶瓷内衬","是","是",null,"人工全髋关节及配件","f331507005","cq331507248","人工全髋关节及配件","f331507901","cq331507248","人工半髋关节及配件","f331507006","cq331507247","人工股骨头","f331507006","cq331500236","人工股骨头","f331507901","cq331500236","人工股骨头","f331503009","cq331500236"]
[96859,190001432,"骨科集中采购(关节)","髋关节(全髋初次置换)","髋臼外杯系统-陶瓷内衬","施乐辉医用产品国际贸易（上海）有限公司","91310000607411498D","施乐辉医用产品国际贸易（上海）有限公司","C0345101070600406052","0000016",null,"4c14cae5-d489-11e9-953f-fa163e0a8baf","R3 36MM ID DELTA陶瓷内衬58MM\t",71331758,"骨科材料","国械注进20153132715","R3 36MM ID DELTA陶瓷内衬","是","是",null,"人工全髋关节及配件","f331507005","cq331507248","人工全髋关节及配件","f331507901","cq331507248","人工半髋关节及配件","f331507006","cq331507247","人工股骨头","f331507006","cq331500236","人工股骨头","f331507901","cq331500236","人工股骨头","f331503009","cq331500236"]
[96860,190001609,"骨科集中采购(关节)","髋关节(全髋初次置换)","人工髋关节假体（双极头-双极杯）","山东威高海星医疗器械有限公司","913710007986787413","山东威高海星医疗器械有限公司","C0346011070100109455","0000001",null,"8d4fe372-ceb4-11e9-953f-fa163e0a8baf","50mm","HXDZ06","骨科材料","国械注准20173464067","双极头-双极杯","是","是",null,"人工全髋关节及配件","f331507005","cq331507248","人工全髋关节及配件","f331507901","cq331507248","人工半髋关节及配件","f331507006","cq331507247","人工股骨头","f331503009","cq331500236","人工股骨头","f331507006","cq331500236","人工股骨头","f331507901","cq331500236"]
[96861,190001609,"骨科集中采购(关节)","髋关节(全髋初次置换)","人工髋关节假体（双极头-双极杯）","山东威高海星医疗器械有限公司","913710007986787413","山东威高海星医疗器械有限公司","C0346011070100109455","0000002",null,"8d4fe954-ceb4-11e9-953f-fa163e0a8baf","68mm","HXDZ06","骨科材料","国械注准20173464067","双极头-双极杯","是","是",null,"人工全髋关节及配件","f331507005","cq331507248","人工全髋关节及配件","f331507901","cq331507248","人工半髋关节及配件","f331507006","cq331507247","人工股骨头","f331503009","cq331500236","人工股骨头","f331507006","cq331500236","人工股骨头","f331507901","cq331500236"]
[96862,190001609,"骨科集中采购(关节)","髋关节(全髋初次置换)","人工髋关节假体（双极头-双极杯）","山东威高海星医疗器械有限公司","913710007986787413","山东威高海星医疗器械有限公司","C0346011070100109455","0000003",null,"8d4fee42-ceb4-11e9-953f-fa163e0a8baf","40mm","HXDZ06","骨科材料","国械注准20173464067","双极头-双极杯","是","是",null,"人工全髋关节及配件","f331507005","cq331507248","人工全髋关节及配件","f331507901","cq331507248","人工半髋关节及配件","f331507006","cq331507247","人工股骨头","f331503009","cq331500236","人工股骨头","f331507006","cq331500236","人工股骨头","f331507901","cq331500236"]
[96863,190001609,"骨科集中采购(关节)","髋关节(全髋初次置换)","人工髋关节假体（双极头-双极杯）","山东威高海星医疗器械有限公司","913710007986787413","山东威高海星医疗器械有限公司","C0346011070100109455","0000004",null,"8d4feffe-ceb4-11e9-953f-fa163e0a8baf","46mm","HXDZ06","骨科材料","国械注准20173464067","双极头-双极杯","是","是",null,"人工全髋关节及配件","f331507005","cq331507248","人工全髋关节及配件","f331507901","cq331507248","人工半髋关节及配件","f331507006","cq331507247","人工股骨头","f331503009","cq331500236","人工股骨头","f331507006","cq331500236","人工股骨头","f331507901","cq331500236"]
[96864,190001609,"骨科集中采购(关节)","髋关节(全髋初次置换)","人工髋关节假体（双极头-双极杯）","山东威高海星医疗器械有限公司","913710007986787413","山东威高海星医疗器械有限公司","C0346011070100109455","0000005",null,"8d4ff1eb-ceb4-11e9-953f-fa163e0a8baf","62mm","HXDZ06","骨科材料","国械注准20173464067","双极头-双极杯","是","是",null,"人工全髋关节及配件","f331507005","cq331507248","人工全髋关节及配件","f331507901","cq331507248","人工半髋关节及配件","f331507006","cq331507247","人工股骨头","f331503009","cq331500236","人工股骨头","f331507006","cq331500236","人工股骨头","f331507901","cq331500236"]
[96865,190001609,"骨科集中采购(关节)","髋关节(全髋初次置换)","人工髋关节假体（双极头-双极杯）","山东威高海星医疗器械有限公司","913710007986787413","山东威高海星医疗器械有限公司","C0346011070100109455","0000006",null,"8d4ff3a9-ceb4-11e9-953f-fa163e0a8baf","52mm","HXDZ06","骨科材料","国械注准20173464067","双极头-双极杯","是","是",null,"人工全髋关节及配件","f331507005","cq331507248","人工全髋关节及配件","f331507901","cq331507248","人工半髋关节及配件","f331507006","cq331507247","人工股骨头","f331503009","cq331500236","人工股骨头","f331507006","cq331500236","人工股骨头","f331507901","cq331500236"]
[96866,190001609,"骨科集中采购(关节)","髋关节(全髋初次置换)","人工髋关节假体（双极头-双极杯）","山东威高海星医疗器械有限公司","913710007986787413","山东威高海星医疗器械有限公司","C0346011070100109455","0000007",null,"8d4ff540-ceb4-11e9-953f-fa163e0a8baf","60mm","HXDZ06","骨科材料","国械注准20173464067","双极头-双极杯","是","是",null,"人工全髋关节及配件","f331507005","cq331507248","人工全髋关节及配件","f331507901","cq331507248","人工半髋关节及配件","f331507006","cq331507247","人工股骨头","f331503009","cq331500236","人工股骨头","f331507006","cq331500236","人工股骨头","f331507901","cq331500236"]
[96867,190001609,"骨科集中采购(关节)","髋关节(全髋初次置换)","人工髋关节假体（双极头-双极杯）","山东威高海星医疗器械有限公司","913710007986787413","山东威高海星医疗器械有限公司","C0346011070100109455","0000008",null,"8d4ff6b3-ceb4-11e9-953f-fa163e0a8baf","38mm","HXDZ06","骨科材料","国械注准20173464067","双极头-双极杯","是","是",null,"人工全髋关节及配件","f331507005","cq331507248","人工全髋关节及配件","f331507901","cq331507248","人工半髋关节及配件","f331507006","cq331507247","人工股骨头","f331503009","cq331500236","人工股骨头","f331507006","cq331500236","人工股骨头","f331507901","cq331500236"]
[96868,190001609,"骨科集中采购(关节)","髋关节(全髋初次置换)","人工髋关节假体（双极头-双极杯）","山东威高海星医疗器械有限公司","913710007986787413","山东威高海星医疗器械有限公司","C0346011070100109455","0000009",null,"8d4ff816-ceb4-11e9-953f-fa163e0a8baf","48mm","HXDZ06","骨科材料","国械注准20173464067","双极头-双极杯","是","是",null,"人工全髋关节及配件","f331507005","cq331507248","人工全髋关节及配件","f331507901","cq331507248","人工半髋关节及配件","f331507006","cq331507247","人工股骨头","f331503009","cq331500236","人工股骨头","f331507006","cq331500236","人工股骨头","f331507901","cq331500236"]
[96869,190001609,"骨科集中采购(关节)","髋关节(全髋初次置换)","人工髋关节假体（双极头-双极杯）","山东威高海星医疗器械有限公司","913710007986787413","山东威高海星医疗器械有限公司","C0346011070100109455","0000010",null,"8d4ff989-ceb4-11e9-953f-fa163e0a8baf","66mm","HXDZ06","骨科材料","国械注准20173464067","双极头-双极杯","是","是",null,"人工全髋关节及配件","f331507005","cq331507248","人工全髋关节及配件","f331507901","cq331507248","人工半髋关节及配件","f331507006","cq331507247","人工股骨头","f331503009","cq331500236","人工股骨头","f331507006","cq331500236","人工股骨头","f331507901","cq331500236"]
[96870,190001609,"骨科集中采购(关节)","髋关节(全髋初次置换)","人工髋关节假体（双极头-双极杯）","山东威高海星医疗器械有限公司","913710007986787413","山东威高海星医疗器械有限公司","C0346011070100109455","0000011",null,"8d4ffb10-ceb4-11e9-953f-fa163e0a8baf","44mm","HXDZ06","骨科材料","国械注准20173464067","双极头-双极杯","是","是",null,"人工全髋关节及配件","f331507005","cq331507248","人工全髋关节及配件","f331507901","cq331507248","人工半髋关节及配件","f331507006","cq331507247","人工股骨头","f331503009","cq331500236","人工股骨头","f331507006","cq331500236","人工股骨头","f331507901","cq331500236"]
[96871,190001609,"骨科集中采购(关节)","髋关节(全髋初次置换)","人工髋关节假体（双极头-双极杯）","山东威高海星医疗器械有限公司","913710007986787413","山东威高海星医疗器械有限公司","C0346011070100109455","0000012",null,"8d4ffdff-ceb4-11e9-953f-fa163e0a8baf","54mm","HXDZ06","骨科材料","国械注准20173464067","双极头-双极杯","是","是",null,"人工全髋关节及配件","f331507005","cq331507248","人工全髋关节及配件","f331507901","cq331507248","人工半髋关节及配件","f331507006","cq331507247","人工股骨头","f331503009","cq331500236","人工股骨头","f331507006","cq331500236","人工股骨头","f331507901","cq331500236"]
[96872,190001609,"骨科集中采购(关节)","髋关节(全髋初次置换)","人工髋关节假体（双极头-双极杯）","山东威高海星医疗器械有限公司","913710007986787413","山东威高海星医疗器械有限公司","C0346011070100109455","0000013",null,"8d4fff70-ceb4-11e9-953f-fa163e0a8baf","42mm","HXDZ06","骨科材料","国械注准20173464067","双极头-双极杯","是","是",null,"人工全髋关节及配件","f331507005","cq331507248","人工全髋关节及配件","f331507901","cq331507248","人工半髋关节及配件","f331507006","cq331507247","人工股骨头","f331503009","cq331500236","人工股骨头","f331507006","cq331500236","人工股骨头","f331507901","cq331500236"]
[96873,190001609,"骨科集中采购(关节)","髋关节(全髋初次置换)","人工髋关节假体（双极头-双极杯）","山东威高海星医疗器械有限公司","913710007986787413","山东威高海星医疗器械有限公司","C0346011070100109455","0000014",null,"8d5000f7-ceb4-11e9-953f-fa163e0a8baf","56mm","HXDZ06","骨科材料","国械注准20173464067","双极头-双极杯","是","是",null,"人工全髋关节及配件","f331507005","cq331507248","人工全髋关节及配件","f331507901","cq331507248","人工半髋关节及配件","f331507006","cq331507247","人工股骨头","f331503009","cq331500236","人工股骨头","f331507006","cq331500236","人工股骨头","f331507901","cq331500236"]
[96874,190001609,"骨科集中采购(关节)","髋关节(全髋初次置换)","人工髋关节假体（双极头-双极杯）","山东威高海星医疗器械有限公司","913710007986787413","山东威高海星医疗器械有限公司","C0346011070100109455","0000015",null,"8d50026e-ceb4-11e9-953f-fa163e0a8baf","36mm","HXDZ06","骨科材料","国械注准20173464067","双极头-双极杯","是","是",null,"人工全髋关节及配件","f331507005","cq331507248","人工全髋关节及配件","f331507901","cq331507248","人工半髋关节及配件","f331507006","cq331507247","人工股骨头","f331503009","cq331500236","人工股骨头","f331507006","cq331500236","人工股骨头","f331507901","cq331500236"]
[96875,190001609,"骨科集中采购(关节)","髋关节(全髋初次置换)","人工髋关节假体（双极头-双极杯）","山东威高海星医疗器械有限公司","913710007986787413","山东威高海星医疗器械有限公司","C0346011070100109455","0000016",null,"8d5003e1-ceb4-11e9-953f-fa163e0a8baf","64mm","HXDZ06","骨科材料","国械注准20173464067","双极头-双极杯","是","是",null,"人工全髋关节及配件","f331507005","cq331507248","人工全髋关节及配件","f331507901","cq331507248","人工半髋关节及配件","f331507006","cq331507247","人工股骨头","f331503009","cq331500236","人工股骨头","f331507006","cq331500236","人工股骨头","f331507901","cq331500236"]
[96876,190001609,"骨科集中采购(关节)","髋关节(全髋初次置换)","人工髋关节假体（双极头-双极杯）","山东威高海星医疗器械有限公司","913710007986787413","山东威高海星医疗器械有限公司","C0346011070100109455","0000017",null,"8d50056f-ceb4-11e9-953f-fa163e0a8baf","58mm","HXDZ06","骨科材料","国械注准20173464067","双极头-双极杯","是","是",null,"人工全髋关节及配件","f331507005","cq331507248","人工全髋关节及配件","f331507901","cq331507248","人工半髋关节及配件","f331507006","cq331507247","人工股骨头","f331503009","cq331500236","人工股骨头","f331507006","cq331500236","人工股骨头","f331507901","cq331500236"]
[96877,190001610,"骨科集中采购(关节)","髋关节(全髋初次置换)","人工髋关节假体（双极头-双极卡环）","山东威高海星医疗器械有限公司","913710007986787413","山东威高海星医疗器械有限公司","C0346011070300109455","0000001",null,"b9046f3c-ceb4-11e9-953f-fa163e0a8baf","44mm","HXDZ02","骨科材料","国械注准20173464067","双极头-双极卡环","是","是",null,"人工全髋关节及配件","f331507005","cq331507248","人工全髋关节及配件","f331507901","cq331507248","人工半髋关节及配件","f331507006","cq331507247","人工股骨头","f331503009","cq331500236","人工股骨头","f331507006","cq331500236","人工股骨头","f331507901","cq331500236"]
[96878,190001610,"骨科集中采购(关节)","髋关节(全髋初次置换)","人工髋关节假体（双极头-双极卡环）","山东威高海星医疗器械有限公司","913710007986787413","山东威高海星医疗器械有限公司","C0346011070300109455","0000002",null,"b9047511-ceb4-11e9-953f-fa163e0a8baf","64mm","HXDZ02","骨科材料","国械注准20173464067","双极头-双极卡环","是","是",null,"人工全髋关节及配件","f331507005","cq331507248","人工全髋关节及配件","f331507901","cq331507248","人工半髋关节及配件","f331507006","cq331507247","人工股骨头","f331503009","cq331500236","人工股骨头","f331507006","cq331500236","人工股骨头","f331507901","cq331500236"]
[96879,190001610,"骨科集中采购(关节)","髋关节(全髋初次置换)","人工髋关节假体（双极头-双极卡环）","山东威高海星医疗器械有限公司","913710007986787413","山东威高海星医疗器械有限公司","C0346011070300109455","0000003",null,"b9047703-ceb4-11e9-953f-fa163e0a8baf","38mm","HXDZ02","骨科材料","国械注准20173464067","双极头-双极卡环","是","是",null,"人工全髋关节及配件","f331507005","cq331507248","人工全髋关节及配件","f331507901","cq331507248","人工半髋关节及配件","f331507006","cq331507247","人工股骨头","f331503009","cq331500236","人工股骨头","f331507006","cq331500236","人工股骨头","f331507901","cq331500236"]
[96880,190001610,"骨科集中采购(关节)","髋关节(全髋初次置换)","人工髋关节假体（双极头-双极卡环）","山东威高海星医疗器械有限公司","913710007986787413","山东威高海星医疗器械有限公司","C0346011070300109455","0000004",null,"b904789b-ceb4-11e9-953f-fa163e0a8baf","36mm","HXDZ02","骨科材料","国械注准20173464067","双极头-双极卡环","是","是",null,"人工全髋关节及配件","f331507005","cq331507248","人工全髋关节及配件","f331507901","cq331507248","人工半髋关节及配件","f331507006","cq331507247","人工股骨头","f331503009","cq331500236","人工股骨头","f331507006","cq331500236","人工股骨头","f331507901","cq331500236"]
[96881,190001610,"骨科集中采购(关节)","髋关节(全髋初次置换)","人工髋关节假体（双极头-双极卡环）","山东威高海星医疗器械有限公司","913710007986787413","山东威高海星医疗器械有限公司","C0346011070300109455","0000005",null,"b9047a30-ceb4-11e9-953f-fa163e0a8baf","52mm","HXDZ02","骨科材料","国械注准20173464067","双极头-双极卡环","是","是",null,"人工全髋关节及配件","f331507005","cq331507248","人工全髋关节及配件","f331507901","cq331507248","人工半髋关节及配件","f331507006","cq331507247","人工股骨头","f331503009","cq331500236","人工股骨头","f331507006","cq331500236","人工股骨头","f331507901","cq331500236"]
[96882,190001610,"骨科集中采购(关节)","髋关节(全髋初次置换)","人工髋关节假体（双极头-双极卡环）","山东威高海星医疗器械有限公司","913710007986787413","山东威高海星医疗器械有限公司","C0346011070300109455","0000006",null,"b9047bc7-ceb4-11e9-953f-fa163e0a8baf","56mm","HXDZ02","骨科材料","国械注准20173464067","双极头-双极卡环","是","是",null,"人工全髋关节及配件","f331507005","cq331507248","人工全髋关节及配件","f331507901","cq331507248","人工半髋关节及配件","f331507006","cq331507247","人工股骨头","f331503009","cq331500236","人工股骨头","f331507006","cq331500236","人工股骨头","f331507901","cq331500236"]
[96883,190001610,"骨科集中采购(关节)","髋关节(全髋初次置换)","人工髋关节假体（双极头-双极卡环）","山东威高海星医疗器械有限公司","913710007986787413","山东威高海星医疗器械有限公司","C0346011070300109455","0000007",null,"b9047d4d-ceb4-11e9-953f-fa163e0a8baf","68mm","HXDZ02","骨科材料","国械注准20173464067","双极头-双极卡环","是","是",null,"人工全髋关节及配件","f331507005","cq331507248","人工全髋关节及配件","f331507901","cq331507248","人工半髋关节及配件","f331507006","cq331507247","人工股骨头","f331503009","cq331500236","人工股骨头","f331507006","cq331500236","人工股骨头","f331507901","cq331500236"]
[96884,190001610,"骨科集中采购(关节)","髋关节(全髋初次置换)","人工髋关节假体（双极头-双极卡环）","山东威高海星医疗器械有限公司","913710007986787413","山东威高海星医疗器械有限公司","C0346011070300109455","0000008",null,"b9047eb5-ceb4-11e9-953f-fa163e0a8baf","46mm","HXDZ02","骨科材料","国械注准20173464067","双极头-双极卡环","是","是",null,"人工全髋关节及配件","f331507005","cq331507248","人工全髋关节及配件","f331507901","cq331507248","人工半髋关节及配件","f331507006","cq331507247","人工股骨头","f331503009","cq331500236","人工股骨头","f331507006","cq331500236","人工股骨头","f331507901","cq331500236"]
[96885,190001610,"骨科集中采购(关节)","髋关节(全髋初次置换)","人工髋关节假体（双极头-双极卡环）","山东威高海星医疗器械有限公司","913710007986787413","山东威高海星医疗器械有限公司","C0346011070300109455","0000009",null,"b9048012-ceb4-11e9-953f-fa163e0a8baf","48mm","HXDZ02","骨科材料","国械注准20173464067","双极头-双极卡环","是","是",null,"人工全髋关节及配件","f331507005","cq331507248","人工全髋关节及配件","f331507901","cq331507248","人工半髋关节及配件","f331507006","cq331507247","人工股骨头","f331503009","cq331500236","人工股骨头","f331507006","cq331500236","人工股骨头","f331507901","cq331500236"]
[96886,190001610,"骨科集中采购(关节)","髋关节(全髋初次置换)","人工髋关节假体（双极头-双极卡环）","山东威高海星医疗器械有限公司","913710007986787413","山东威高海星医疗器械有限公司","C0346011070300109455","0000010",null,"b904817a-ceb4-11e9-953f-fa163e0a8baf","58mm","HXDZ02","骨科材料","国械注准20173464067","双极头-双极卡环","是","是",null,"人工全髋关节及配件","f331507005","cq331507248","人工全髋关节及配件","f331507901","cq331507248","人工半髋关节及配件","f331507006","cq331507247","人工股骨头","f331503009","cq331500236","人工股骨头","f331507006","cq331500236","人工股骨头","f331507901","cq331500236"]
[96887,190001610,"骨科集中采购(关节)","髋关节(全髋初次置换)","人工髋关节假体（双极头-双极卡环）","山东威高海星医疗器械有限公司","913710007986787413","山东威高海星医疗器械有限公司","C0346011070300109455","0000011",null,"b90482c6-ceb4-11e9-953f-fa163e0a8baf","42mm","HXDZ02","骨科材料","国械注准20173464067","双极头-双极卡环","是","是",null,"人工全髋关节及配件","f331507005","cq331507248","人工全髋关节及配件","f331507901","cq331507248","人工半髋关节及配件","f331507006","cq331507247","人工股骨头","f331503009","cq331500236","人工股骨头","f331507006","cq331500236","人工股骨头","f331507901","cq331500236"]
[96888,190001610,"骨科集中采购(关节)","髋关节(全髋初次置换)","人工髋关节假体（双极头-双极卡环）","山东威高海星医疗器械有限公司","913710007986787413","山东威高海星医疗器械有限公司","C0346011070300109455","0000012",null,"b904840e-ceb4-11e9-953f-fa163e0a8baf","66mm","HXDZ02","骨科材料","国械注准20173464067","双极头-双极卡环","是","是",null,"人工全髋关节及配件","f331507005","cq331507248","人工全髋关节及配件","f331507901","cq331507248","人工半髋关节及配件","f331507006","cq331507247","人工股骨头","f331503009","cq331500236","人工股骨头","f331507006","cq331500236","人工股骨头","f331507901","cq331500236"]
[96889,190001610,"骨科集中采购(关节)","髋关节(全髋初次置换)","人工髋关节假体（双极头-双极卡环）","山东威高海星医疗器械有限公司","913710007986787413","山东威高海星医疗器械有限公司","C0346011070300109455","0000013",null,"b904855e-ceb4-11e9-953f-fa163e0a8baf","40mm","HXDZ02","骨科材料","国械注准20173464067","双极头-双极卡环","是","是",null,"人工全髋关节及配件","f331507005","cq331507248","人工全髋关节及配件","f331507901","cq331507248","人工半髋关节及配件","f331507006","cq331507247","人工股骨头","f331503009","cq331500236","人工股骨头","f331507006","cq331500236","人工股骨头","f331507901","cq331500236"]
[96890,190001610,"骨科集中采购(关节)","髋关节(全髋初次置换)","人工髋关节假体（双极头-双极卡环）","山东威高海星医疗器械有限公司","913710007986787413","山东威高海星医疗器械有限公司","C0346011070300109455","0000014",null,"b90486ac-ceb4-11e9-953f-fa163e0a8baf","62mm","HXDZ02","骨科材料","国械注准20173464067","双极头-双极卡环","是","是",null,"人工全髋关节及配件","f331507005","cq331507248","人工全髋关节及配件","f331507901","cq331507248","人工半髋关节及配件","f331507006","cq331507247","人工股骨头","f331503009","cq331500236","人工股骨头","f331507006","cq331500236","人工股骨头","f331507901","cq331500236"]
[96891,190001610,"骨科集中采购(关节)","髋关节(全髋初次置换)","人工髋关节假体（双极头-双极卡环）","山东威高海星医疗器械有限公司","913710007986787413","山东威高海星医疗器械有限公司","C0346011070300109455","0000015",null,"b9048805-ceb4-11e9-953f-fa163e0a8baf","50mm","HXDZ02","骨科材料","国械注准20173464067","双极头-双极卡环","是","是",null,"人工全髋关节及配件","f331507005","cq331507248","人工全髋关节及配件","f331507901","cq331507248","人工半髋关节及配件","f331507006","cq331507247","人工股骨头","f331503009","cq331500236","人工股骨头","f331507006","cq331500236","人工股骨头","f331507901","cq331500236"]
[96892,190001610,"骨科集中采购(关节)","髋关节(全髋初次置换)","人工髋关节假体（双极头-双极卡环）","山东威高海星医疗器械有限公司","913710007986787413","山东威高海星医疗器械有限公司","C0346011070300109455","0000016",null,"b9048947-ceb4-11e9-953f-fa163e0a8baf","54mm","HXDZ02","骨科材料","国械注准20173464067","双极头-双极卡环","是","是",null,"人工全髋关节及配件","f331507005","cq331507248","人工全髋关节及配件","f331507901","cq331507248","人工半髋关节及配件","f331507006","cq331507247","人工股骨头","f331503009","cq331500236","人工股骨头","f331507006","cq331500236","人工股骨头","f331507901","cq331500236"]
[96893,190001610,"骨科集中采购(关节)","髋关节(全髋初次置换)","人工髋关节假体（双极头-双极卡环）","山东威高海星医疗器械有限公司","913710007986787413","山东威高海星医疗器械有限公司","C0346011070300109455","0000017",null,"b9048aa2-ceb4-11e9-953f-fa163e0a8baf","60mm","HXDZ02","骨科材料","国械注准20173464067","双极头-双极卡环","是","是",null,"人工全髋关节及配件","f331507005","cq331507248","人工全髋关节及配件","f331507901","cq331507248","人工半髋关节及配件","f331507006","cq331507247","人工股骨头","f331503009","cq331500236","人工股骨头","f331507006","cq331500236","人工股骨头","f331507901","cq331500236"]
[96894,190000799,"骨科集中采购(关节)","髋关节(全髋初次置换)","髋关节假体（骨水泥型）（双动部分髋 双极头内衬）","上海浦卫医疗器械厂有限公司","91310115133524270Q","上海浦卫医疗器械厂有限公司","C0346011070300109889","0000011",null,null,"φ22","SBK","骨科材料","国械注准20163462439","双极头内衬","是","是",null,"人工全髋关节及配件","f331507005","cq331507248","人工全髋关节及配件","f331507901","cq331507248","人工半髋关节及配件","f331507006","cq331507247","人工股骨头","f331503009","cq331500236","人工股骨头","f331507006","cq331500236","人工股骨头","f331507901","cq331500236"]
[96895,190000799,"骨科集中采购(关节)","髋关节(全髋初次置换)","髋关节假体（骨水泥型）（双动部分髋 双极头内衬）","上海浦卫医疗器械厂有限公司","91310115133524270Q","上海浦卫医疗器械厂有限公司","C0346011070300109889","0000012",null,null,"φ28","SBK","骨科材料","国械注准20163462439","双极头内衬","是","是",null,"人工全髋关节及配件","f331507005","cq331507248","人工全髋关节及配件","f331507901","cq331507248","人工半髋关节及配件","f331507006","cq331507247","人工股骨头","f331503009","cq331500236","人工股骨头","f331507006","cq331500236","人工股骨头","f331507901","cq331500236"]

{"sheet":"Sheet2","index":1,"n_rows":17,"n_cols":1,"rows_kept":17}
[14298]
[17468]
[18195]
[91348]
[91349]
[91350]
[91351]
[91352]
[91353]
[91357]
[91358]
[91359]
[91360]
[91361]
[91362]
[91363]
[91364]